## Scope Sheet
RESPONSIVE SCOPE:
Sub Contractor:
Property Address:
Onsite Date - EXACTLY this DD-MMM-YYYY (hh:mm) format: | [5 empty] | Work Order No:
Details of completed works to date
Location Code | SOR Code | Qty | Identify Damage (D) or Maintenance (M) | Item Comments | Item Description | Additional Description for Daywork Item Codes | UoM | Rate (Inc GST) in $ | Amount in $
Total Amount (Incl GST) | [8 empty] | 0
DETAILS OF FOLLOW ON WORKS OR ADDITONAL WORK REQUIRED
Any Comments:
Location Code | SOR Code | Qty | Identify Damage (D) or Maintenance (M) | Item Comments | Item Description | Additional Description for Daywork Item Codes | UoM | Rate (Inc GST) in $ | Amount in $
Total Amount (Incl GST) | [8 empty] | 0

## ItemList
Rentel | Short Description | Long Description | Unit of Measure | Value incl GST at 15%
AAD400 | GENERAL CONSULTANCY | General consultancy. | $ | 1
ABS050 | BWOF COSTS | Costs for managing the Building Warrant of Fitness process, certificates, IQP inspections and monitoring of fire alarm systems. | $ | 1
ABS100 | AUTO DOORS , GENERAL | Automatic door maintenance - general. | $ | 1
ABS300 | LIFTS, GENERAL | General lift maintenance. | $ | 1
ACR170 | SECURITY SYSTEM, GENERAL REPR | General repairs to security system. | $ | 1
AES200 | ESTABLISHMENT CHARGE A/HOURS | Costs to establish and disestablish at each property not included elsewhere. Only use where URG work orders are released by Kainga Ora outside of working hours | $ | 125
AES350 | TERRITORIAL AUTHORITY CHARGES | Territorial Authority charges and associated consultancy fees. | $ | 1
AES400 | SCOPING REQUEST, NON MONETARY | Scope work required as instructed below. Provide written details of the required jobs prior to the commencement of any repair/replacement work. This item cannot be charged against and should be superseded by actual SOR codes. | $ | 0.01
AES410 | SCOPING CHARGE, ROOF | Cost to scope work required to roof. Provide written details of the required jobs prior to the commencement of any repair/replacement work. | Item | 70.97
AES450 | ASSET INFORMATION SURVEY | Data collection of interior and exterior component condition as per Kainga Ora instructions | $ | 1
AES500 | REINSPECTION FEE, KAINGA ORA CHARGE | Inspection fee for return visit by Kainga Ora personnel to the Rental Property to undertake an additional inspection where the final inspection showed incomplete or inadequate work. Charge to Contractor. | No. | -86.24
AES600 | FUTILE CALL CHARGE, ENTRY | Futile call charge where entry could not be gained to the Rental Property at the time arranged (Limit one charge per trade per work order). | No. | 25.97
AES620 | FUTILE CALL CHARGE, WORK NOT REQUIRED | Futile call charge where work was not required (Limit one charge per trade per work order). | No. | 25.97
AES630 | FUTILE CALL CHARGE, OBSTRUCTION | Futile call charge where work could not be completed due to tenant actions. (Limit one charge per trade per work order). | No. | 25.97
AES700 | SITE SECURITY | Costs to provide security attendance on property as instructed. | $ | 1
AES800 | SPECIAL PROGRAMME MANAGEMENT FEE | Management cost to manage work included in the scope of a Special Programme as agreed and instructed in accordance with the Special Programme framework within the Performance Based Maintenance Contract. | $ | 1
AES810 | SPECIAL REGIONAL CHARGES | Discretionary additional regional charges - MCCM prior approval required. | $ | 1
AGC110 | MEANS OF COOKING 1 - STOVE GAS - GOOD | MEANS OF COOKING 1 - STOVE GAS - GOOD | $ | 0.01
AGC111 | MEANS OF COOKING 1 - STOVE GAS - AVERAGE | MEANS OF COOKING 1 - STOVE GAS - AVERAGE | $ | 0.01
AGC112 | MEANS OF COOKING 1 - STOVE GAS - POOR | MEANS OF COOKING 1 - STOVE GAS - POOR | $ | 0.01
AGC120 | MEANS OF COOKING 1 - HOB GAS - GOOD | MEANS OF COOKING 1 - HOB GAS - GOOD | $ | 0.01
AGC121 | MEANS OF COOKING 1 - HOB GAS - AVERAGE | MEANS OF COOKING 1 - HOB GAS - AVERAGE | $ | 0.01
AGC122 | MEANS OF COOKING 1 - HOB GAS - POOR | MEANS OF COOKING 1 - HOB GAS - POOR | $ | 0.01
AGC130 | MEANS OF COOKING 1 - HOB ELECTRIC | MEANS OF COOKING 1 - HOB ELECTRIC | $ | 0.01
AGC140 | MEANS OF COOKING 1 - STOVE ELECTRIC | MEANS OF COOKING 1 - STOVE ELECTRIC | $ | 0.01
AGC210 | MEANS OF COOKING 1 - OVEN GAS - GOOD | MEANS OF COOKING 1 - OVEN GAS - GOOD | $ | 0.01
AGC211 | MEANS OF COOKING 1 - OVEN GAS - AVERAGE | MEANS OF COOKING 1 - OVEN GAS - AVERAGE | $ | 0.01
AGC212 | MEANS OF COOKING 1 - OVEN GAS - POOR | MEANS OF COOKING 1 - OVEN GAS - POOR | $ | 0.01
AGC220 | MEANS OF COOKING 1 - OVEN ELECTRIC | MEANS OF COOKING 1 - OVEN ELECTRIC | $ | 0.01
AGH010 | FORM OF HEATING 1 - PANEL HEATER - GAS - GOOD | FORM OF HEATING 1 - PANEL HEATER - GAS - GOOD | $ | 0.01
AGH011 | FORM OF HEATING 1 - PANEL HEATER - GAS - AVERAGE | FORM OF HEATING 1 - PANEL HEATER - GAS - AVERAGE | $ | 0.01
AGH012 | FORM OF HEATING 1 - PANEL HEATER - GAS - POOR | FORM OF HEATING 1 - PANEL HEATER - GAS - POOR | $ | 0.01
AGH020 | FORM OF HEATING 1 - HEAT PUMP | FORM OF HEATING 1 - HEAT PUMP | $ | 0.01
AGH030 | FORM OF HEATING 1 - PANEL HEATER - ELECTRIC | FORM OF HEATING 1 - PANEL HEATER - ELECTRIC | $ | 0.01
AGH040 | FORM OF HEATING 1 - OPEN FIRE | FORM OF HEATING 1 - OPEN FIRE | $ | 0.01
AGH050 | FORM OF HEATING 1 - PELLET BURNER | FORM OF HEATING 1 - PELLET BURNER | $ | 0.01
AGH060 | FORM OF HEATING 1 - SOLID FUEL BURNER | FORM OF HEATING 1 - SOLID FUEL BURNER | $ | 0.01
AGH070 | FORM OF HEATING 1 - OTHER | FORM OF HEATING 1 - OTHER | $ | 0.01
AGP100 | IDENTITY PIPEWORK - GALVANISED STEEL | IDENTITY PIPEWORK - GALVANISED STEEL | $ | 0.01
AGP101 | IDENTITY PIPEWORK - COPPER | IDENTITY PIPEWORK - COPPER | $ | 0.01
AGP102 | IDENTITY PIPEWORK - OTHER (eg PVC) | IDENTITY PIPEWORK - OTHER (eg PVC) | $ | 0.01
AGS100 | GAS SYSTEM - NATURAL - CONNECTED | GAS SYSTEM - NATURAL - CONNECTED | $ | 0.01
AGS101 | GAS SYSTEM - NATURAL - DISCONNECTED | GAS SYSTEM - NATURAL - DISCONNECTED | $ | 0.01
AGS200 | GAS SYSTEM - LPG | GAS SYSTEM - LPG | $ | 0.01
AGW010 | HOT WATER DELIVERY - GAS HWC - Good | HOT WATER DELIVERY - GAS HWC - Good | $ | 0.01
AGW011 | HOT WATER DELIVERY - GAS HWC - AVERAGE | HOT WATER DELIVERY - GAS HWC - AVERAGE | $ | 0.01
AGW012 | HOT WATER DELIVERY - GAS HWC - POOR | HOT WATER DELIVERY - GAS HWC - POOR | $ | 0.01
AGW020 | HOT WATER DELIVERY - GAS INFINITY - Good | HOT WATER DELIVERY - GAS INFINITY - Good | $ | 0.01
AGW021 | HOT WATER DELIVERY - GAS INFINITY - AVERAGE | HOT WATER DELIVERY - GAS INFINITY - AVERAGE | $ | 0.01
AGW022 | HOT WATER DELIVERY - GAS INFINITY - POOR | HOT WATER DELIVERY - GAS INFINITY - POOR | $ | 0.01
AGW030 | HOT WATER DELIVERY - ELECTRIC | HOT WATER DELIVERY - ELECTRIC | $ | 0.01
AHS100 | HEALTH & SAFETY, ADDITIONAL | Costs to comply with health and safety requirements beyond those inherently included in other codes. | $ | 1
AHS110 | PPE LEAD PAINT, ADDITIONAL | Additional PPE required for work with lead paint beyond those included in other rates. Full detail required. | $ | 1
AHS120 | ADDITIONAL PERSON | Where Kainga Ora stipulates an additional person is required. Full detail required. | $ | 1
AHS300 | CABLE LOCATE | Costs to locate any and all underground services when digging in new yard locations. | $ | 1
AHS500 | MOBILE WORK PLATFORM | Rate for charging costs associated with mobile work platforms. Rate inclusive of set up, hireage and dismantlement costs. One charge per property. | $ | 1
AHS600 | HEIGHT SAFETY CERT | Annual check and certification of height safety systems. | $ | 1
AIC105 | INSUL CEILING ABSENT | Reports the findings from an insulation inspection. Location = Ceiling; Type = Absent. Refer to the Insulation & Energy Efficiency Scoping Guide: M-242 for details. | $ | 0.01
AIC110 | INSUL CEILING BATTS MEETS STD | Reports the findings from an insulation inspection. Location = Ceiling; Type = Ceiling Batts; Condition meets required standard. Refer to the Insulation & Energy Efficiency Scoping Guide: M-242 for details. | $ | 0.01
AIC115 | INSUL CEILING BATTS NOT TO STD | Reports the findings from an insulation inspection. Location = Ceiling; Type = Ceiling Batts; Condition does not meet required standard. Refer to the Insulation & Energy Efficiency Scoping Guide: M-242 for details. | $ | 0.01
AIC120 | INSUL CEILING FLUFF MEETS STD | Reports the findings from an insulation inspection. Location = Ceiling; Type = Ceiling Fluff; Condition meets required standard. Refer to the Insulation & Energy Efficiency Scoping Guide: M-242 for details. | $ | 0.01
AIC125 | INSUL CEILING FLUFF NOT TO STD | Reports the findings from an insulation inspection. Location = Ceiling; Type = Ceiling Fluff; Condition does not meet required standard. Refer to the Insulation & Energy Efficiency Scoping Guide: M-242 for details. | $ | 0.01
AIC130 | INSUL CEILING POLYESTER MEETS STD | Reports the findings from an insulation inspection. Location = Ceiling; Type = Polyester Blanket; Condition meets required standard. Refer to the Insulation & Energy Efficiency Scoping Guide: M-242 for details. | $ | 0.01
AIC135 | INSUL CEILING POLYESTER NOT TO STD | Reports the findings from an insulation inspection. Location = Ceiling; Type = Polyester Blanket; Condition does not meet required standard. Refer to the Insulation & Energy Efficiency Scoping Guide: M-242 for details. | $ | 0.01
AIC140 | INSUL CEILING WOOL MEETS STD | Reports the findings from an insulation inspection. Location = Ceiling; Type = Wool; Condition meets required standard. Refer to the Insulation & Energy Efficiency Scoping Guide: M-242 for details. | $ | 0.01
AIC145 | INSUL CEILING WOOL NOT TO STD | Reports the findings from an insulation inspection. Location = Ceiling; Type = Wool; Condition does not meet required standard. Refer to the Insulation & Energy Efficiency Scoping Guide: M-242 for details. | $ | 0.01
AIC150 | INSUL CEILING SKILLION | Reports the findings from an insulation inspection. Location = Ceiling; Type = Unable to Insulate, Skillion roof. Refer to the Insulation & Energy Efficiency Scoping Guide: M-242 for details. | $ | 0.01
AIC160 | INSUL CEILING PROP ABOVE | Reports the findings from an insulation inspection. Location = Ceiling; Type = Insulated, Property Above. Refer to the Insulation & Energy Efficiency Scoping Guide: M-242 for details. | $ | 0.01
AIC170 | INSUL CEILING CONCRETE | Reports the findings from an insulation inspection. Location = Ceiling; Type = Insulated, Concrete ceiling. Refer to the Insulation & Energy Efficiency Scoping Guide: M-242 for details. | $ | 0.01
AIC180 | INSUL CEILING FLAT ROOF | Reports the findings from an insulation inspection. Location = Ceiling; Type = Unable to Insulate, flat roof. Refer to the Insulation & Energy Efficiency Scoping Guide: M-242 for details. | $ | 0.01
AIC190 | INSUL CEILING NO ACCESS | Reports the findings from an insulation inspection. Location = Ceiling; Type = Unable to Insulate, No Access. Refer to the Insulation & Energy Efficiency Scoping Guide: M-242 for details. | $ | 0.01
AIF105 | INSUL FLOOR ABSENT | Reports the findings from an insulation inspection. Location = Under floor; Type = Absent. Refer to the Insulation & Energy Efficiency Scoping Guide: M-242 for details. | $ | 0.01
AIF110 | INSUL FLOOR BATTS MEETS STD | Reports the findings from an insulation inspection. Location = Under floor; Type = Batts; Condition meets required standard. Refer to the Insulation & Energy Efficiency Scoping Guide: M-242 for details. | $ | 0.01
AIF115 | INSUL FLOOR BATTS NOT TO STD | Reports the findings from an insulation inspection. Location = Under floor; Type = Batts; Condition does not meet required standard. Refer to the Insulation & Energy Efficiency Scoping Guide: M-242 for details. | $ | 0.01
AIF130 | INSUL FLOOR POLYESTER MEETS STD | Reports the findings from an insulation inspection. Location = Under floor; Type = Polyester; Condition meets required standard. Refer to the Insulation & Energy Efficiency Scoping Guide: M-242 for details. | $ | 0.01
AIF135 | INSUL FLOOR POLYESTER NOT TO STD | Reports the findings from an insulation inspection. Location = Under floor; Type = Polyester; Condition does not meet required standard. Refer to the Insulation & Energy Efficiency Scoping Guide: M-242 for details. | $ | 0.01
AIF160 | INSUL FLOOR PROP BELOW | Reports the findings from an insulation inspection. Location = Under floor; Type = Insulated, Property Below. Refer to the Insulation & Energy Efficiency Scoping Guide: M-242 for details. | $ | 0.01
AIF170 | INSUL FLOOR CONCRETE | Reports the findings from an insulation inspection. Location = Under floor; Type = Insulated, Concrete Slab. Refer to the Insulation & Energy Efficiency Scoping Guide: M-242 for details. | $ | 0.01
AIF190 | INSUL FLOOR NO ACCESS | Reports the findings from an insulation inspection. Location = Under floor; Type = Unable to Insulate, No Access. Refer to the Insulation & Energy Efficiency Scoping Guide: M-242 for details. | $ | 0.01
AIF200 | INSUL FLOOR FOIL MEETS STD | Reports the findings from an insulation inspection. Location = Under floor; Type = Foil; Condition meets required standard. Refer to the Insulation & Energy Efficiency Scoping Guide: M-242 for details. | $ | 0.01
AIF205 | INSUL FLOOR FOIL NOT TO STD | Reports the findings from an insulation inspection. Location = Under floor; Type = Foil; Condition does not meet required standard. Refer to the Insulation & Energy Efficiency Scoping Guide: M-242 for details. | $ | 0.01
AIF210 | INSUL FLR FRICTION BISCUIT MEETS STD | Reports the findings from an insulation inspection. Location = Under floor; Type = Friction Fit Biscuit; Condition meets required standard. Refer to the Insulation & Energy Efficiency Scoping Guide: M-242 for details. | $ | 0.01
AIF215 | INSUL FLR FRICTION BISCUIT NOT TO STD | Reports the findings from an insulation inspection. Location = Under floor; Type = Friction Fit Biscuit; Condition does not meet required standard. Refer to the Insulation & Energy Efficiency Scoping Guide: M-242 for details. | $ | 0.01
AIS400 | INSULATION SCOPE REQUEST, NON MONETARY | Scope the insulation work required as instructed below. Provide written details of the required jobs prior to the commencement of any repair/replacement work. This item cannot be charged against and should be superseded by actual SOR codes. | $ | 0.01
BAA100 | BRK/BLOCKWORK DAYWORK, LABOUR | Brickwork and blockwork daywork hourly rate, (worked hour). Rate to include allowances for: travel and establishment time, down time, overtime, holiday pay, insurances, levies, handtools, small plant items, minor consumables, overheads and profit. | Hr | 47.07
BAA200 | BRK/BLOCKWK DAYWORK, MATERIAL | Cost of materials purchased and plant hired by Contractor for brickwork and blockwork daywork items. Cost to be recorded inclusive of GST and contractor margin. | $ | 1
BWK100 | BRICK JOINTS, REPOINT | Clean/rake out pointing to brickwork and re-point. | M2 | 163.4
BWK200 | SILL BRICK/BLOCK, RESET | Reset sill bricks/blocks in new mortar. | M | 133.06
BWK300 | BRICK MAX 10NO, REPL | Replace damaged bricks with new (max 10 Nº). | No. | 66.67
CAA100 | CARPENTRY DAYWORK, LABOUR | Carpentry daywork hourly rate, (worked hour). Rate to include allowances for: travel and establishment time, down time, overtime, holiday pay, insurances, levies, handtools, small plant items, minor consumables, overheads and profit. | Hr | 62.6541
CAA200 | CARPENTRY DAYWORK, MATERIAL | Cost of materials purchased and plant hired by Contractor for carpentry daywork items. Cost to be recorded inclusive of GST and contractor margin. | $ | 1
CBT140 | BENCHTOP LAM PBD, REPL | Replace compact laminate faced particle board bench top (without upstand), including laminate to exposed edges. | M | 373.2307
CBT200 | BENCHTOP, TRIM BACK EDGE | Cut back damaged edge of existing bench top and glue fix polyurethane finished timber edge strip ex 50 x 25. | M | 47.4422
CBT210 | BENCHTOP EDGE STRIP, REPL | Replace edge facing to timber or laminate bench top. Timber edge strips to be polyurethane finished. | M | 28.1468
CDA100 | DR EXT AL GLAZED, REPL | Replace exterior single aluminium door, glazed with clear or obscure safety glass. Replace hinges. Refit existing hardware. | No. | 1875.0581
CDA110 | DR EXT AL, REPAIR | Repair or rehang aluminium door or frame. Full detail required. | $ | 1
CDA200 | RANCHSLIDER LOWER TRACK, REPL | Replace ranch slider lower track. | No. | 181.5376
CDA210 | RANCHSLIDER, ADJUST DR | Clean ranch slider track & rollers, and adjust. | No. | 22.9728
CDA220 | RANCHSLIDER ROLLERS, REPL | Replace complete set of rollers to ranch slider door. | No. | 179.0896
CDA300 | RANCHSLIDER, REPLACE | Replace ranch slider unit or door, including toughened glazing, flashings, scribers, etc. | $ | 1
CDA500 | DR W/ROBE/SHOWER SCREEN REPL | Replace sliding aluminium wardrobe or shower screen door to existing frame, including infill panel to suit. Refit existing hardware. | No. | 1398.1451
CDA600 | SECURITY SCREEN DOOR, S&F | Supply and fit Amplimesh security door with pet resistant mesh complete with frame and hardware | No. | 1048.4431
CDT100 | DR FRAME COMPONENT, REFIX | Refix door frame component, jamb or head, including refixing architraves as appropriate. Refix Head = 1No., Refix Head + 1 Jamb = 2No., Refix Head + 2 Jambs = 3No. | No. | 23.4645
CDT110 | DR FRAME INT COMPONENT, REPL | Replace interior door frame component (planted stop), jamb or head, to match existing, including rehanging doors and refixing architraves as appropriate. Replace Head = 1No., Replace Head + 1 Jamb = 2No., Replace Head + 2 Jambs = 3No. | No. | 187.4064
CDT120 | DR FRAME EXT COMPONENT, REPL | Replace exterior door frame component (rebated), jamb, head or sill, to match existing, including rehanging door and refixing architrave as appropriate. Replace Head = 1No., Replace Sill + 1 Jamb = 2No., Replace Sill + 2 Jambs = 3No. | No. | 171.2217
CDT200 | DR FRAME INT, REPL | Replace interior door frame, including refixing architraves and rehanging door. Refit existing hardware. | No. | 651.0744
CDT210 | DR FRAME, EXT TIM, REPL | Replace exterior timber door frame and sill, including refixing architraves and rehanging door. Refit existing hardware. | No. | 664.298
CDT300 | DR PLT STOP COMPONENT, REFIX | Refix planted timber door stop component, jamb or head. Refix Head=1No., Refix Head + 1 Jamb = 2No., Refix Head + 2 Jambs = 3No. | No. | 9.5462
CDT400 | DR JAMB, REPAIR | Repair short section of door jamb, generally less than 0.5m long, by insertion of timber fillet, glued and screwed to jamb. Refix architraves, stops, and door hardware. | No. | 82.4413
CDT500 | DR, EASE | Ease door, including planing, throwing hinges, refixing of stops and striker plate. Prime top and bottom edge, other painting to be measured separately. | No. | 55.0214
CDT510 | DR, REHANG | Rehang door, reusing existing hinges. Prime top and bottom edge. | No. | 50.1468
CDT520 | DR, TRIM BOTTOM | Trim bottom of interior door, including priming to top and bottom edge. | No. | 50.8416
CDT600 | DR CLASHING STRIP, REFIX | Refix, glue and nail existing clashing strip on flush door. | No. | 21.2945
CDT610 | DR CLASHING STRIP, REPL | Replace clashing strip to flush door. Refit door hardware. | No. | 81.864
CDT650 | DR HOLE, REPR | Repair hole in hollow core flush door. Repairs shall be made by cutting out, inserting and gluing a solid wooden patch in the face of the door. Maximum two repairs per door, otherwise replace. | No. | 81.7464
CDT660 | DR REGLUE VENEER | Reglue veneer to one side of interior door. | No. | 20.3538
CDT700 | DR INT HINGED, REPL | Replace interior hinged paint quality door, including new hinges and priming to top and bottom edge. Refit existing hardware. | No. | 278.0148
CDT710 | DR INT SLIDER, REPL | Replace interior, sliding, paint quality door, including priming to top and bottom edge. Refit existing track and hardware. | No. | 175.1236
CDT750 | DR INT WIDEN | Replace interior door with 910 wide hinged paint quality door, including modifying framing, new frame and trims and priming to top and bottom edge. Refit existing hardware. | No. | 1052.3877
CDT760 | DR & FRAME INT HINGED, S&F | Supply and fit interior hinged paint quality door and frame in prepared opening including architraves both sides, new hardware and priming to top and bottom edge. | No. | 814.1611
CDT770 | DR INT WARDROBE HINGED, S&F | Supply and fit interior hinged paint quality wardrobe door and frame in prepared opening including new hardware and priming to top and bottom edge. | No. | 820.9172
CDT800 | DR EXT TIM, REPL | Replace exterior, H3.2 treated, solid core, paint quality door. Replace hinges and install new spyhole. Refit existing hardware. Prime including all edges. | No. | 702.1085
CDT810 | DR EXT GLAZED, REPL | Replace exterior, H3.2 treated, timber framed, ledged and glazed door to match existing. Replace hinges. Refit existing hardware. Prime including all edges. Glazing to be charged separately. | No. | 1248.6882
CDT820 | DR EXT TIM GLAZED, REPL | Replace exterior, H3.2 treated timber framed and glazed 2-4 light door. Replace hinges. Refit existing hardware. Prime including all edges. Glazing to be charged separately. | No. | 885.6451
CDT900 | FIRE DOOR | Repair or replace fire rated door, frame or hardware. | $ | 1
CDX100 | DR S/FLOOR ACCESS, REPR | Repair underfloor access door by re-nailing components as required and rehang. Refix on existing hinges or on new hinges if required. | No. | 61.5209
CDX150 | DR S/FLOOR ACCESS, REPL | Replace underfloor access door with H3.2 treated framed and ledged door, including two 200mm galvanised tee hinges and 100mm galvanised pad bolt. | No. | 282.1091
CDX160 | DR FRAME S/FLOOR <= 1M2, REPL | Replace underfloor access door frame with H3.2 treated frame to door not exceeding 1 m2. | No. | 117.4831
CDX190 | GARAGE DOOR REPAIR | Garage door repair works (All Tilt-a door works to include restraining cables fitted to spring). | $ | 1
CDX200 | DR GARAGE SGLE ROLLER, REPL | Replace prepainted steel roller garage door not exceeding 2600 wide to suit existing opening, including tracks, guides and lock. Including removal and disposal of existing. | No. | 1752.6576
CDX210 | DR GARAGE DBLE ROLLER, REPL | Replace prepainted steel roller garage door exceeding 2600 wide but not exceeding 3200 wide to suit existing opening, including tracks, guides and lock. Including removal and disposal of existing. | No. | 2243.4034
CDX250 | DR GARAGE SGLE SECTNL, REPL | Replace prepainted steel sectional garage door not exceeding 2600 wide to suit existing opening, including tracks, guides and lock and using a finger safe profile. Including removal and disposal of existing. | No. | 2593.9285
CDX260 | DR GARAGE DBLE SECTNL, REPL | Replace prepainted steel sectional garage door exceeding 2600 wide but not exceeding 4800 wide to suit existing opening, including tracks, guides and lock and using a finger safe profile. Including removal and disposal of existing. | No. | 3505.3151
CDX300 | DR SHED, REPL | Replace garden shed door with H3.2 timber framed door clad with profiled galvanised steel, including 100mm galvanised pad bolt. Replace hinges. | No. | 380.5105
CDX310 | DR TIMBER CLAD SHED, REPL | Replace garden shed door with H3.2 timber framed door clad with painted timber boarding, including 100mm galvanised pad bolt. Replace hinges. | No. | 593.3912
CFE300 | FIRE ESC LADDER, REMOVE | Remove fire escape ladder, including filling holes, priming and disposal. | No. | 159.4413
CFR080 | FRAMING H1.2 75X50 | Replace or frame, 75 x 50 H1.2 treated timber. | M | 23.0797
CFR100 | FRAMING H1.2 100X50 | Replace or frame, 100 x 50 H1.2 treated timber. | M | 24.0418
CFR110 | FRAMING H3.2 100X50 | Replace or frame, 100 x 50 H3.2 treated timber. | M | 24.1701
CFR120 | FRAMING H1.2 150X50 | Replace or frame, 150 x 50 H1.2 treated timber. | M | 31.8134
CFR130 | FRAMING H3.2 150X50 | Replace or frame, 150 x 50 H3.2 treated timber. | M | 32.2624
CFR140 | FRAMING H1.2 200X50 | Replace or frame, 200 x 50 H1.2 treated timber. | M | 42.2148
CFR150 | FRAMING H3.2 200X50 | Replace or frame, 200 x 50 H3.2 treated timber. | M | 41.7445
CFR200 | FRAMING H1.2 100X75 | Replace or frame, 100 x 75 H1.2 treated timber. | M | 32.3266
CFR210 | FRAMING H3.2 100X75 | Replace or frame, 100 x 75 H3.2 treated timber. | M | 32.2731
CFR300 | FRAMING, STRAP TIM WALL | Replace or supply and fit strapping to timber framed wall for wall linings, (strapping material up to 50 thick). | M2 | 45.6784
CFR340 | BLOCKING TO FRAMING | Supply and install 100 x 50 H1.2 treated timber blocking to existing framed wall to take future grab rails. | M | 49.1312
CFR550 | FALSE WALL 50-100MM, S&F | Construct false wall to head or foot of bath to replace an existing bath shelf, less than 100 but greater than 50 wide, including wet wall lining to edge of enclosure. Wet wall lining to shower face covered separately. | No. | 148.9438
CFR560 | FALSE WALL >100MM, S&F | Construct false wall to head or foot of bath to replace an existing bath shelf not less than 100 wide, including wet wall lining to edge of enclosure. Wet wall lining to shower face covered separately. | No. | 161.2586
CFR600 | INTERNAL WALL | Construct 100 x 50 H1.2 treated timber framed wall including 10 plasterboard both sides, skirting and cornice complete. (excluding paint) | M | 492.8518
CHB100 | TOILET ROLL HOLDER, REPL | Replace stainless steel toilet roll holder. | No. | 29.2158
CHB200 | TOWEL RAIL <= 1100, REPL | Replace chrome plated aluminiun towel rail not exceeding 1100 long. | No. | 37.3616
CHB220 | L GRAB RAIL, S&F/REPL | Supply and fit or replace Procurement 90 degree 'L' angle grab rail. | No. | 197.1343
CHB250 | GRAB RAIL 300, S&F/REPL | Supply and fit or replace 300 long stainless steel grab rail. | No. | 125.8534
CHB300 | SHOWER CURTAIN RAIL, REPL | Replace chrome plated aluminium shower curtain rail and end brackets. Refer to Method of Measurement Clause 5.5 (c) (ii) | No. | 25.966
CHB310 | SHOWER CURTAIN, SHOWER SIZE | Replace shower curtain not exceeding 1000 wide, including support hooks. | No. | 38.3664
CHB320 | SHOWER CURTAIN, BATH SIZE | Replace shower curtain not exceeding 1800 wide, including support hooks. | No. | 40.6968
CHB330 | SHOWER CURTAIN, ACCESS SIZE | Replace shower curtain not exceeding 2200 wide, including support hooks | No. | 114.2975
CHB350 | SHOWER DR REPL WITH CURTAIN | Replace existing shower cubicle door with shower rail and curtain. | No. | 79.5871
CHB400 | SHOWER CURTAIN & TRACK, S&F | Supply and fit shower curtain and track to two sides of shower for people with disabilities. | No. | 248.938
CHB450 | SHOWER DR REPL | Replace hinged shower cubicle door as instructed with proprietary toughened glass door. (Quotation required for each Job). | $ | 1
CHC100 | CABINET DR CATCH, ADJUST | Adjust cupboard door catch. | No. | 14.4529
CHC200 | CABINET SPRUNG CATCH, REPL | Replace sprung cupboard catch, (Nippy type or equivalent). | No. | 30.6055
CHC220 | CABINET HD CATCH, REPL | Replace heavy duty brass roller or plastic friction cupboard catch. | No. | 15.9602
CHC230 | CABINET MAGNETIC CATCH, REPL | Replace magnetic cupboard catch. | No. | 17.3499
CHC300 | CABINET DR/DWR PULL/KNOB, REPL | Replace drawer pull / door pull / knob. | No. | 18.6434
CHC320 | CABINET DR/DWR BOW HNDLE, REPL | Replace drawer pull / door pull / bow handle. | No. | 19.862
CHC400 | CABINET CHILDPROOF CATCH, S&F/REPL | Supply and fit or replace cupboard childproof catch. | No. | 15.4577
CHC450 | CABINET SNAP HINGE, REPL | Replace snap lock type cupboard hinge. | No. | 31.1934
CHD100 | LATCH/LOCK, ADJUST | Adjust latch, lock, slider lock, striker plate or replace handle return spring etc to ensure effective operation. | No. | 28.8737
CHD105 | LATCH, REM REDUNDANT | Remove redundant door latch and make good the door ready for paint or polyurethane finish by others. | No. | 12.3363
CHD110 | LATCH/LOCK STRIKER PLATE, REPL | Replace strike plate or keeper to all types of locks or latches. | No. | 15.105
CHD120 | LATCH ONLY, REPL | Replace latch and strike plate. Reuse existing door handles. | No. | 53.8348
CHD125 | LATCH PRIVACY, LATCH ONLY REPL | Replace or supply and fit latch set complete. Reuse existing door handles. | No. | 49.4092
CHD130 | LATCH ONLY, NYLON, REPL | Replace latch and strike plate with Sylvan nylon latch. Reuse existing door handles. | No. | 47.0681
CHD140 | LATCH ONLY, MAG HEAD, S&F/REPL | Supply and fix proprietary magnetic door latch let into head of door and frame. Make good door and frame and reuse existing door handles. | No. | 74.5093
CHD150 | LATCH/LOCK HANDLES, REPL | Replace door handle set (both faces of door), including spindle if required. | No. | 46.5656
CHD160 | DR KNOB/HANDLE, REPL | Replace door pull or knob for sliding or large cupboard door. | No. | 28.8844
CHD200 | LATCH COMPL, REPL | Replace or supply and fit latch set and strike plate complete including handles. | No. | 108.5249
CHD205 | LATCH SCHLAGE COMPL, REPL | Replace or supply and fit Schlage cylindrical latch set complete. | No. | 71.8796
CHD215 | LATCH PRIVACY COMPL, REPL | Replace or supply and fit privacy latch set complete. | No. | 80.624
CHD300 | LOCK COMPL, REPL | Replace lockset with Lockwood 002 complete. | No. | 209.2247
CHD305 | LOCK SCHLAGE ENTRY COMPL, REPL | Replace Schlage cylindrical latching entrance lock complete. | No. | 102.6026
CHD310 | LOCK REBATED MORTICE, REPL | Replace rebated three lever mortice lockset complete. | No. | 235.0303
CHD320 | LOCK SET RANCH SLIDER, REPL | Replace aluminium ranch slider Mawson lockset complete including handle. | No. | 125.3402
CHD321 | LOCK SET RANCH SLIDER NON-LOCKING, REPL | Replace aluminium ranch slider Aria or Albany non-locking lockset complete, including handle. | No. | 130.6425
CHD322 | LOCK SET RANCH SLIDER LOCKING, REPL | Replace aluminium ranch slider Aria or Albany locking lockset complete, including handle. | No. | 159.0351
CHD330 | LOCK 2 LEV MORTICE COMPL, REPL | Replace two lever mortice lockset complete to garage or shed. | No. | 122.1012
CHD340 | LOCK 3 LEV MORTICE COMPL, REPL | Replace three lever mortice lockset complete to garage or shed. | No. | 115.762
CHD345 | LOCK PALLD COMPL, REPL | Replace lockset with Palladium locket complete. | No. | 118.4773
CHD350 | LOCK RIM COMPL, REPL | Replace rim lockset complete. | No. | 132.2139
CHD360 | LOCK GARAGE DR COMPL, REPL | Replace roller, sectional or tilt-up garage door lock complete. | No. | 93.5589
CHD380 | LOCK, GAIN ENTRY | Gaining entry to a property or location where the tenant has either locked themselves in or out. | No. | 34.8066
CHD385 | LOCKSMITH, GAIN ENTRY | Gaining entry to a property or location using a locksmith. For use ONLY when specifically instructed by KO. | $ | 1
CHD400 | KEY KĀINGA ORA CODED LOCK, REPL | Supply set of 2 keys to Kāinga Ora coded lockset where key not available for copying. | No. | 41.7124
CHD410 | KEY & LOCK BARREL, REPL | Replace lock barrel and supply set of 2 keys to existing lockset, including drilling barrel if required to gain access. Barrels will be stamped with Kainga Ora code | No. | 89.2829
CHD415 | KEY & LOCK BARREL, FIT | Fit Kainga Ora supplied lock barrel to existing lockset. | No. | 34.8066
CHD435 | LOCK EURO BARREL, REPL | Replace lockset with euro style lock barrel to existing lockset. | No. | 86.45
CHD460 | KEY GARAGE DR, REPL | Supply set of 2 keys to garage door lockset where key not available for copying. | No. | 104.7941
CHD470 | DOOR SECURITY CHAIN, S&F | Supply and fit security chain to existing timber door. | No. | 29.9855
CHD480 | DOOR SPYHOLE, S&F | Supply and fit spyhole to existing timber door. | No. | 37.244
CHD490 | DOOR KICKPLATE, S&F | Supply and fit stainless steel kickplate to existing timber door. | No. | 72.3606
CHD500 | DR STOP, REPL | Replace door stop. | No. | 13.0739
CHD510 | DR TOWER BOLT, REPL | Replace tower bolt to door. | No. | 32.9466
CHD520 | CABIN HOOK, S&F | Supply and fit cabin hook set to existing door. | No. | 34.4753
CHD530 | FIRE DR CLOSER, S&F | Supply and fix approved door closer to fire door. | No. | 526.4611
CHD540 | WC/BATH PRIVACY TURN KNOB | Supply and fit Sylvan privacy turn knob to WC or bathroom door including removing bolt and making good | No. | 94.4248
CHD700 | DR SLIDING TRACK, ADJUST | Adjust sliding interior door, including track rollers, lock box and guide. Clean, grease and refix pelmet as applicable. | No. | 49.8582
CHD750 | DR SLIDING GUIDE/STOP, REPL | Replace metal or plastic sliding door guide or door stop buffer. | No. | 27.5054
CHD760 | DR SLIDING TRACK SGLE, REPL | Replace single interior sliding door track, including all fittings and guides. Rehang existing door. | No. | 162.4987
CHD770 | DR SLIDING TRACK DBLE, REPL | Replace double interior sliding door track, including all fittings and guides. Rehang existing doors. | No. | 293.3764
CHD800 | DR WEATHER SEAL, S&F | Supply and fit weather seal bar and closing lugs to exterior door and frame. | No. | 74.7231
CHD810 | DR WEATHER SEAL, INT, S&F | Supply and fit weather seal bar and closing lugs to the interior side of an exterior timber door and frame. | No. | 62.5686
CHD900 | GGE DR AUTO OPENER, S&F | Supply and fit auto door opener to existing garage door including two remote controllers, but excluding electrical outlet (either existing or by electrician). | No. | 1016.5442
CHD910 | GGE DR AUTO OPENER, REMOTE, REPL | Supply and tune in new garage door remote to all variations of garage door motors (Maximum of one remote per property). | $ | 1
CHM100 | HARDWARE, REFIX | Refix joinery hardware, all types. | No. | 12.0904
CHM150 | HINGE, REPL | Replace hinge to door or window. | No. | 25.5919
CHM200 | SHELF BRACKET, REPL | Replace kitchen / bathroom / laundry wall shelf angle bracket to match existing. | No. | 26.6074
CHM210 | CURTAIN MEASURE | Site measure for replacement of individual curtains. Rate per property | No. | 64.94
CHM264 | CURTAINS SUPPLY | Semi custom approved triple woven polyester curtains, supply and deliver, including supply of hooks. | M2 | 27.15
CHM268 | CURTAIN INSTALL, VUR | Install only curtain in a vacant property, per drop. | No. | 11.08
CHM270 | CURTAIN TRACK ONLY S&F, VUR | Supply & fitting or replace of Supertrack curtain track (or equivalent) including necessary glides, end caps and 15% overhang each side where space allows (where approved triple woven curtains are also being supplied) installation in a vacant property | M | 24.93
CHM283 | CURTAIN INSTALL, TEN | Install only curtain in a tenanted property. | No. | 13.68
CHM285 | CURTAIN TRACK ONLY S&F, TEN | Supply & fitting or replace of Supertrack curtain track (or equivalent) including necessary glides, end caps and 15% overhang each side where space allows (where approved triple woven curtains are also being supplied) installation in a tenanted property | M | 25.91
CHM290 | CURTAIN TRACK, REPAIR | Replace glides and hooks to curtain track including replacement end caps where required. | No. | 21.78
CHM292 | CURTAIN TRACK REMOVE | Remove curtain track. Make good where brackets removed and paint. | No. | 21.49
CHM294 | CURTAINS REM, ROOM | Remove or reinstate curtains or blinds - Charged per room. | No. | 25.16
CHM295 | CURTAINS REM, <=2 BED | Removal and disposal of existing curtains in tenants properties - up to 2 bedrooms | Item | 64.48
CHM296 | CURTAINS REM, >2 BED | Removal and disposal of existing curtains in tenants properties - 3 or more bedrooms | Item | 131.9
CHM300 | COAT HOOK, REPL | Replace coat hook. | No. | 16.8474
CHM400 | W/ROBE RAIL, REPL | Replace wardrobe rail, including mid support for rails >1.8m. | M | 47.7095
CHM500 | CURTAIN TRACK, S&F | Supply and fit hand drawn curtain track including 20% overhang each end where space allows.(Where curtains are not being supplied) | M | 42.4072
CHW100 | WINDOW TIM CATCH, REPL | Replace catch and strike to timber window. | No. | 29.3334
CHW110 | WINDOW AL CATCH, REPL | Replace catch and strike (if required) to aluminium window. | No. | 30.7551
CHW120 | WINDOW AL WEDGE, REPL | Replace window wedge to aluminium window. | No. | 4.0194
CHW150 | WINDOW TIM SECURITY STAY, S&F/REPL | Supply and fit or replace security stay to timber window, installed in the locked position. | No. | 55.1069
CHW160 | WINDOW AL SECURITY STAY, S&F/REPL | Supply and fit or replace security stay to aluminium window, installed in the locked position. | No. | 53.4607
CHW170 | WINDOW AL RESTRICTORS, S&F/REPL | Supply and fit or replace pair of restrictor stays to existing aluminium window. | No. | 62.8572
CHW200 | WINDOW HRDWR, ADJUST/OIL/REFIX | Refix, adjust and/or oil window hardware to sash. One charge per sash. | No. | 16.5054
CHW205 | WINDOW HRDWR, MAKE GOOD | Make good, fill holes, sand and prime where hardware is moved ready for paint or polyurethane finish by others. (Charge 1 per window) | No. | 8.8513
CHW300 | WINDOW TIM FRICTION STAY, REPL | Replace pair of friction stays to timber window sash. | No. | 127.4141
CHW310 | WINDOW AL FRICTION STAY, REPL | Replace pair of friction stays to aluminium window sash. | No. | 130.6104
CHW400 | WINDOW CASEMENT STAY, REPL | Replace casement stay to timber window. | No. | 46.0739
CHW410 | WINDOW TELESCOPIC STAY, REPL | Replace telescopic stay to timber window. | No. | 50.2751
CHW420 | WINDOW QUADRANT STAY, REPL | Replace quadrant stay to timber window. | No. | 28.0719
CHW430 | WINDOW SPIRAL BALANCE, REPL | Replace single spiral balance window limiter to double hung window. | No. | 113.5171
CHW450 | WINDOW QUADRANT WING NUT, REPL | Replace wing nut, and base if required, to quadrant stay. | No. | 17.0719
CHX100 | PADLOCK, REM | Remove padlock with bolt cutters or hacksaw, leaving padbolt in good working order. | No. | 10.9252
CHX150 | PADBOLT, S&F/REPL | Supply and fit or replace padbolt to shed door, letter box, subfloor door etc. | No. | 20.7065
CIN110 | INSULATION CEILING, RELAY | Relay disturbed existing ceiling insulation. (Not for use with current maintenance works, only for remediation of historically displaced insulation) | M2 | 2.7901
CIN150 | INSULATION CEILING BLANKET R1.8, S&F | Supply and fit polyester blanket R1.8 ceiling insulation top up | M2 | 16.9864
CIN151 | INSULATION CEILING, ZONE 1 & 2, S&F | Supply and fit polyester blanket R2.9 ceiling insulation in Zone 1&2 | M2 | 21.6793
CIN152 | INSULATION CEILING, ZONE 3, S&F | Supply and fit polyester blanket R3.3 ceiling insulation in Zone 3 (S&F) | M2 | 22.9728
CIN180 | INSULATION WALL, S&F | Supply and fit procurement polyester wall insulation to external wall framing when exposed. | M2 | 37.2867
CIN210 | R1.9 INSULATION FLOOR POLYESTER, SEMI RIGID, S&F | Supply and fit Mammoth R1.9 underfloor insulation between floor joists. Install in accordance with manufacturers recommendations. | M2 | 31.0224
CIN230 | INSULATION FLOOR FOIL, REM | Remove underfloor foil insulation and strapping taking care not to damage wiring or plumbing, including checking if electrically live, remove or flatten remaining staples flush with timber, and dispose. | M2 | 2.758
CIN235 | INSULATION FLOOR, REM | Remove underfloor insulation and strapping taking care not to damage wiring or plumbing, including remove or flatten remaining staples flush with timber, and dispose. | M2 | 3.207
CIN250 | GROUND BARRIER, S&F | Supply and lay 250 micron polythene moisture barrier over existing ground with all joints lapped 100mm and sealed with pressure sensitive tape. Include for taping around piles and other penetrations. | M2 | 6.5423
CIN300 | BUILDING WRAP, S&F | Supply and fix fire retardant building wrap to external wall framing when exposed. | M2 | 9.0437
CIN305 | BUILDING WRAP POCKETS, S&F | Supply and fix fire retardant building wrap to external wall framing when exposed. Installed between studs from the inside. | M2 | 22.8873
CIN400 | INSULATE EXISTING WALL, S&F | Supply and fit polyester wall insulation and building wrap to external wall framing including removing and replacing wall linings and trims. | M | 342.5076
CIN610 | MANHOLE, S&F | Supply and fit manhole for either (a) subfloor and (b) ceiling where required for insulation work. | Item | 113.5171
CIN620 | SUBFLOOR LINING, S&F | Supply and fit perimeter subfloor lining to under floor insulation in high wind areas. | M2 | 38.4306
CJC050 | CABINET KITCHEN, DEMO | Carefully demolish kitchen cabinetry including removal and disposal. Benchtop to be stored if being reused. Plumbing work to be separately charged. | M | 78.7853
CJC100 | CABINET MULLION, REPL | Replace mullion in joinery cabinet. Secure and glue joints. | No. | 106.59
CJC110 | CABINET SHELVING, REPL | Replace cabinet shelving to kitchen / bathroom / laundry cupboard unit up to 400 wide. | M | 99.5453
CJC240 | CABINET KITCH WET U/B, S&F | Supply and install kitchen cabinet underbench wet unit 1675 - 1825 long complete, including cupboards, shelves, trim and hardware. Reuse existing SS benchtop. Plumbing work to be separately charged. | No. | 2821.0482
CJC250 | CABINET KITCH DRY U/B, S&F | Supply and install kitchen cabinet underbench dry unit complete, including cupboards, laminate benchtop, shelves, trim and hardware. | M | 2095.1438
CJC260 | CABINET KITCH WALL UNIT, S&F | Supply and install kitchen cabinet wall unit complete, including cupboards, shelves and hardware. | M | 921.5314
CJC270 | CABINET KITCH PANTRY UNIT, S&F | Supply and install kitchen 600 x 600 pantry unit 2000 high complete, including cupboards, shelves and hardware. | No. | 1373.6009
CJC350 | BATH CRADLE & PANEL, REM | Remove bath cradle and panel to side(s) and make good linings. Excluding plumbing works. | No. | 351.6048
CJC355 | BATH CRADLE & PANEL, RELOCATE | Relocate bath 90 degrees or 180 degrees from original position, including cradle and installing new wet wall linings. | No. | 473.2463
CJC360 | BATH CRADLE & PANEL, REPL | Replace bath cradle and wet wall lining panel to bath sides. Excluding plumbing works. | No. | 337.0664
CJC370 | SHUBB CRADLE & PANEL, REPL | Replace shubb cradle and wet wall lining panel to shubb sides. Excluding plumbing works. | No. | 65.6045
CJC380 | SHOWER CUBICLE, S&F | Supply and install shower cubicle complete including sidewall. Excluding plumbing works. | No. | 1107.8795
CJC390 | REM BATH REPL WITH SHOWER | Remove bath, cradle and wet wall linings, construct side wall, line three sides of cubicle and outer side of side wall with wet wall lining. Excluding new SS shower tray and threshold, curtain rail and curtain, and plumbing works. | No. | 1888.4099
CJC500 | CABINET SHAVING & MIRROR, REPL | Replace timber shaving cabinet, including hardware and mirror. | No. | 318.2948
CJC800 | WARDROBE, S&F | Construct wardrobe in bedroom including walls, door, shelf and hanging rail complete | No. | 1807.508
CJD100 | CABINET DR, EASE | Ease kitchen / bathroom / laundry cabinet door to ensure effective operation. Includes making good paintwork. | No. | 33.4704
CJD110 | CABINET DR, REHANG | Rehang kitchen / bathroom / laundry cabinet door. Replace hinges if required. | No. | 38.035
CJD150 | CABINET DR <=0.4M2, REPR | Repair cabinet door not exceeding 0.4m², including filling dents, reglue skin etc. | No. | 37.4364
CJD160 | CABINET DR >0.4M2, REPR | Repair cabinet door exceeding 0.4m², but not exceeding 0.8m² including filling dents, reglue skin etc. | No. | 56.1653
CJD200 | CABINET DR <=0.4m2, REPL | Replace cabinet door, not exceeding 0.4m², on new hinges. Reuse existing hardware. (Door to match existing) | No. | 132.8874
CJD210 | CABINET DR >0.4m2, REPL | Replace cabinet door, exceeding 0.4m², on new hinges. Reuse existing hardware. (Door to match existing) | No. | 185.8884
CJD250 | CABINET DR PVC/CL <=0.4M2 REPL | Replace PVC clashed overlaid cabinet door, not exceeding 0.4m² on new hinges. Reuse existing hardware. (Door to match existing) | No. | 153.1877
CJD260 | CABINET DR PVC/CL >0.4M2 REPL | Replace PVC clashed overlaid cabinet door, exceeding 0.4m² on new hinges. Reuse existing hardware. (Door to match existing) | No. | 217.595
CJD450 | CABINET DR VENT | Provide ventilation grille to gas hot water heater cupboard. | No. | 57.5336
CJD500 | CABINET DWR, REPR | Repair cabinet drawer by resecuring or gluing joints. | No. | 31.899
CJD600 | CABINET DWR SIDE/BACK, REPL | Replace cabinet drawer side or back. | No. | 55.0963
CJD610 | CABINET DWR FRONT, REPL | Replace cabinet drawer front with timber or laminated front to match existing. | No. | 71.3878
CJD630 | CABINET DWR BOTTOM, REPL | Replace cabinet drawer bottom. | No. | 44.8446
CJD650 | CABINET DWR RUNNERS, REPL | Replace or repair set of cabinet timber drawer runners and guides. | No. | 63.2848
CJD660 | CABINET DWR NYLON RUNNERS REPL | Replace or repair set of plastic/nylon cabinet drawer runners and/or guides. | No. | 40.8037
CJD700 | CABINET DWR, REPL | Replace cabinet drawer. Drawer front to be timber or laminated to match existing. Reuse existing hardware. | No. | 204.2752
CJD800 | KITCHEN CUTLERY INSERT, S&F | Supply and fit cutlery insert to kitchen cabinet drawer. | No. | 22.62
CLI010 | PLSTR BD 10MM <=2M2, S&F | Supply and fit wall or ceiling lining with 10 thick plasterboard, up to 2.0m² per room. | M2 | 26.1798
CLI020 | PLSTR BD 10MM >2M2, S&F | Supply and fit wall or ceiling lining with 10 thick plasterboard, exceeding 2.0m² per room. | M2 | 22.0107
CLI055 | PLSTR BD 13MM <=2M2, S&F | Supply and fit wall or ceiling lining with 13 thick plasterboard, up to 2.0m² per room. | M2 | 29.7396
CLI060 | PLSTR BD 13MM >2M2, S&F | Supply and fit wall or ceiling lining with 13 thick plasterboard, exceeding 2.0m² per room. | M2 | 25.3353
CLI080 | PLSTR BD 10MM, WET <=2M2, S&F | Supply and fit wall or ceiling lining with 10 thick moisture resistant plasterboard, up to 2.0m² per room. | M2 | 37.0302
CLI090 | PLSTR BD 10MM, WET >2M2, S&F | Supply and fit wall or ceiling lining with 10 thick moisture resistant plasterboard, exceeding 2.0m² per room. | M2 | 32.5297
CLI100 | PLSTR BD 10MM <=2M2, REPL | Replace defective wall or ceiling lining with 10 thick plasterboard, up to 2.0m² per room. | M2 | 40.6648
CLI110 | PLSTR BD 10MM >2M2, REPL | Replace defective wall or ceiling lining with 10 thick plasterboard, exceeding 2.0m² per room. | M2 | 36.1536
CLI150 | PLSTR BD 13MM <=2M2, REPL | Replace defective wall or ceiling lining with 13 thick plasterboard, up to 2.0m² per room. | M2 | 44.2245
CLI160 | PLSTR BD 13MM >2M2, REPL | Replace defective wall or ceiling lining with 13 thick plasterboard, exceeding 2.0m² per room. | M2 | 39.4782
CLI180 | PLSTR BD 10MM, WET <=2M2, REPL | Replace defective wall or ceiling lining with 10 thick moisture resistant plasterboard, up to 2.0m² per room. | M2 | 51.5044
CLI190 | PLSTR BD 10MM, WET >2M2, REPL | Replace defective wall or ceiling lining with 10 thick moisture resistant plasterboard, exceeding 2.0m² per room. | M2 | 46.6725
CLI200 | PLSTR BD PATCH | Cut out hole between studs and nogs in plasterboard or fibrous plaster wall or ceiling (up to 600 x 600) and repair with new 10 thick plasterboard. | No. | 39.4889
CLI300 | HARDBOARD, REPL | Replace defective wall or ceiling lining with 4.75 thick tempered hardboard with vee butt joints. | M2 | 79.1167
CLI400 | PINEX, REPL | Replace defective ceiling lining with 12 thick softboard, including stopping fixings and priming. | M2 | 93.8368
CLI450 | PINEX TILE, REPL | Replace defective ceiling tile with 12 thick softboard cut to match existing, with concealed fixings and including priming. | M2 | 74.5734
CLI460 | PINEX CEILING, RENAIL | Renail sagging edge of existing pinex ceiling linings and stop all fixings. | M | 24.2022
CLI500 | PLYWOOD, 12MM, REPL | Replace defective wall or ceiling lining with 12 CD UT plywood, including screw fixings. | M2 | 85.6483
CLI550 | PLYWOOD, 17MM H3 SUBLINE, S&F | Supply and fix 17 CD H3 plywood as sublining in wet areas. | M2 | 94.5103
CLW100 | WET WALL LININGS, REPL | Replace wet wall lining to showers, laundries, etc, including all Hardiglaze jointers, Silkline scotia, sealants, etc. | M2 | 171.6279
CLW200 | WET LININGS BATH 2 SIDES, REPL | Replace wet wall linings to walls over 1 side and 1 end of bath, including all Hardiglaze jointers, bath mould, Silkline scotia, sealants, etc. Remove and reinstall shower rail if required. Any plumbing work to be separately charged. | No. | 921.9591
CLW210 | WET LININGS BATH 3 SIDES, REPL | Replace wet wall linings to walls over 1 side and 2 ends of bath, including all Hardiglaze jointers, bath mould, Silkline scotia, sealants, etc. Remove and reinstall shower rail if required. Any plumbing work to be separately charged. | No. | 1218.8204
CLW300 | WET LINING BATH MOULD, REPL | Replace existing wet wall lining bath moulding with new moulding if required, including screw fixing and silicone sealant. | M | 35.8436
CLW400 | WET LINING BATHROOM CEILING <=3.0m2 | Install wet wall linings to bathroom ceilings not exceeding 3.0m2, including timber strapping over existing, all sealants, Hardiglaze jointers and new Silkline scotia. Use adhesive not friction fit fasteners. Any electrical work to be separately charged. | No. | 965.2001
CLW410 | WET LINING BATHROOM CEILING, EXTRA | Extra cost to install wet wall linings to bathroom ceilings exceeding 3.0m2, including timber strapping over existing, all sealants, Hardiglaze jointers and new Silkline scotia. Use adhesive not friction fit fasteners. Any electrical work to be separately charged. | M2 | 231.7485
CLW500 | WET AREA PVC SCOTIA, S&F | Install Silkline PVC 2 piece scotia mould to ceiling. | M | 21.69
CLX100 | W/BD FGR JOINT PINE <=20M, REPL | Replace H3.2 treated timber horizontal or vertical weatherboard wall lining not exceeding 20m, including soakers. Including disposal. | M | 32.4762
CLX110 | W/BD FGR JOINT PINE >20M, REPL | Replace H3.2 treated timber horizontal or vertical weatherboard wall lining exceeding 20m, including soakers. Including disposal. | M | 30.7231
CLX150 | W/BD HARDIPLANK, REPL | Replace hardiplank wall lining, including jointers, mouldings and soakers. | M | 27.035
CLX200 | W/BD SCRIBER, REPL | Replace weatherboard scriber. | M | 40.4937
CLX210 | W/BD SOAKER, REPL | Replace weatherboard soaker. | No. | 16.5909
CLX250 | W/BD BOX CORNER, REPL | Replace or form boxed in corner to weatherboard wall linings, including facings and scribers. | M | 110.9729
CLX300 | FIBRE CEMENT 4.5MM WALLS, REPL | Replace 4.5 thick hardiflex flat sheet wall lining, including PVC mouldings. | M2 | 61.8737
CLX310 | FIBRE CEMENT 4.5MM EAVES, REPL | Replace 4.5 thick hardiflex flat sheet eaves lining, including PVC mouldings. | M2 | 67.4432
CLX350 | FIBRE CEMENT 6MM WALLS, REPL | Replace 6 thick hardiflex flat sheet wall lining, including PVC mouldings. | M2 | 73.8251
CLX360 | FIBRE CEMENT 6MM GABLE, REPL | Replace 6 thick hardiflex flat sheet gable lining, including PVC mouldings. | M2 | 79.416
CLX400 | EAVES SOFFIT, RENAIL | Renail sagging section of existing soffit lining. | M | 8.9475
CLX600 | BASEBOARDS H3.2 100X25, REPL | Replace baseboards, 100 x 25 H3.2 treated timber. | M | 20.5569
CLX700 | DECKING H3.2 100X40, REPL | Replace decking, 100 x 40 H3.2 treated timber. | M | 17.8523
CLX750 | LANDING TIM, S&F/REPL | Supply and fit or replace timber landing including decking, posts, balusters, handrails, concreting of posts, junction at door threshold and construction over existing concrete landing. Includes demolition, where required. | M2 | 999.7395
CLX760 | DECK TIM, S&F/REPL | Supply and fit or replace timber deck including decking, bearers, joists, piles, concreting of piles, junction at door threshold. Includes demolition, where required. | M2 | 492.4455
CLX800 | RAMP TIM 1200 WIDE, S&F | Supply and fit 1200 wide timber access ramp including decking, posts, balusters, standard handrails, concreting of posts and concrete junction at base of ramp. | M | 855.4031
CMS010 | FOUNDATIONS, INSPECT & REPORT | Conduct initial foundation report. | $ | 1
CMS020 | FOUNDATIONS, REPAIR | Carry out any foundation repairs as detailed in relevant tender/notices/contract documentation and any approved variations as instructed by the nominated Project Manager. | $ | 1
CMS050 | DEMO INTERNAL WALL | Carefully demolish internal wall and remove debris from site | M | 113.4209
CMS060 | FORM OPENING FOR DOOR | Carefully demolish internal wall and reframe for new door and remove debris from site | No. | 180.4793
CMS070 | FORM OPENING IN WALL | Carefully demolish internal wall and reframe to form opening up to 3000 wide x 2200 high, timber facings and architraves, paint finish and remove debris from site | No. | 1106.4898
CMS100 | CEILING MANHOLE, REPL | Replace ceiling manhole with medium density particle board pre-painted manhole, including two hinges. | No. | 104.8796
CMS110 | FL MANHOLE, RELOCATE | Relocate existing floor manhole, including making good existing opening. | No. | 161.28
CMS120 | SEALANT TO FITTING, REPL | Remove old sealant, clean joint and reseal with MS silicone. | M | 21.4014
CMS150 | TEX CEILING NON/ASBESTOS, REM | Remove non asbestos, soft textured sprayed ceiling finish and prepare ceiling to a suitable standard for paint finish. | M2 | 21.7648
CMS170 | CHIMNEY EXTERIOR, REM | Remove entire chimney from exterior wall of property to foundation. Reinstate roof and wall cladding, flashings, insulation and interior surfaces to match and line with existing including trims and decoration. Remove debris. | $ | 1
CMS180 | CHIMNEY INTERIOR, REM | Remove entire chimney from interior of property including surrounding wall. Reinstate roof, flashings, insulation, ceiling and floor to match and line with existing including trims, floor coverings and decoration. Remove debris. | $ | 1
CMS190 | CHIMNEY INTERIOR, REM TOP | Remove chimney down to ceiling level, cap with 9mm Hardies compressed sheet mechanically fixed to the top of remaining chimney & sealed with fire resistant sealant. Reinstate roof, flashings and insulation to match and line with existing. Remove debris. | $ | 1
CMS200 | FIREPLACE, CLOSE OFF | Close off existing fireplace with insulation to cavity and 12.5 thick pre-painted plywood panel, securely fixed and sealed into opening. | No. | 184.1246
CMS220 | PLUMB FIXTURES PLY BACK S&F/RPL | Supply and fit or replace 17 thick H3.2 treated plywood fixing panel behind cistern, tub, wash hand basin or vanity, including painting to plywood. Remove and refix fixture. | No. | 173.0497
CMS400 | RGE WALL PROTECTION, TILED | Supply and fit 600 x 600 single tile and perimeter trim for wall protection to range. | No. | 128.7717
CMS420 | BENCHTOP PROTECTION, TILED | Supply and fit tiled heat resistant surface recessed into bench top using appropriate glazed ceramic tiles. | No. | 181.8476
CMS500 | EXT JOINERY, BD UP/SECURE | Secure broken or fire damaged exterior door or window (up to 2.0m wide, or multiples), with 9 thick rural grade construction plywood, including removing remaining glass from frame if glass is broken. Opening < 2m wide = 1 No., Opening 2-4m wide = 2 No. Clean up broken glass. Rate allows for ply to be reused three times. | No. | 79.1915
CMS600 | WALL/WINDOW FLASHING, REPL | Replace section of sundry prepainted flashing to walls, windows etc, including removing and replacing of cladding or joinery, all sealants and fixings. | M | 70.2547
CMS610 | EXT JOINERY WEATHER STRIP | Supply & fit or replace weather strip to window or door. | M | 6.6385
CMS700 | GARAGE, REPL | Replace garage and slab as instructed. (Quotation required for each Job) | $ | 1
CMS705 | GARAGE, S&F | Supply and fit garage and slab as instructed. (Quotation required for each Job) | $ | 1
CMS715 | GARDEN SHED, S&F | Supply and fit procurement garden shed secured against uplift. Substructure, if required, measured separately. | No. | 1251.6173
CMS717 | SHED FLOOR, S&F | Supply and fit procurement garden shed timber floor. | No. | 234.1965
CMS720 | GARDEN SHED SMALL, S&F | Supply and fit procurement small garden shed secured against uplift. Substructure, if required, measured separately. | No. | 1111.1079
CMS722 | SHED SMALL FLOOR, S&F | Supply and fit procurement small garden shed timber floor. | No. | 196.5677
CMS725 | CARPORT, S&F | Supply and fit carport and slab as instructed. (Quotation required for each Job) | $ | 1
CMS760 | KITCHEN, REMODEL | Remodel kitchen as instructed. (Quotation required for each job) | $ | 1
CMS770 | INTERNAL STORAGE, S&F | Supply and fit internal storage facility as instructed. (Quotation required for each job) | $ | 1
CMS800 | BLIND/DRAPE, S&F | Supply and fit blinds and/or drapes as instructed. (Quotation required for each job) | $ | 1
CMS900 | COMPLEX REMEDIAL COSTS | Complex remedial works as per specification and tendered price | $ | 1
CSA100 | STAIR TIM TREAD/RISER, REFIX | Refix timber stair tread or riser. | No. | 55.7163
CSA200 | STAIR TIM TREAD/RISER, REPL | Replace interior timber stair tread and riser. | No. | 247.4094
CSA500 | STAIR EXT TIM TREAD/RISER REPL | Replace exterior timber stair tread and riser. | No. | 169.212
CSA600 | STAIR EXT TIM, REPL | Replace exterior timber stair complete. (Priced per tread) | No. | 203.2276
CSA700 | STAIR/RAMP EXT TIM, MESH, S&F | Supply and fit 900 wide galvanised mesh to exterior steps and ramps, staple fixed at 80 minimum centres in both directions. Leave no sharp or unfixed edges of mesh protruding. Put uppermost wire at right angles to direction of travel. Lower edges of mesh to steps to be folded back under steps 50 and stapled. | M | 85.1031
CSB100 | HANDRAIL, REFIX | Refix handrail to brackets. | M | 14.9874
CSB200 | HANDRAIL, REPL | Replace handrail to stairs. Reuse existing brackets. | M | 69.0146
CSB250 | HANDRAIL EDUCATION, PREMIUM | Additional costs and work required to supply and fit education profile handrail in place of timber rail. Note this is an extra value to the other CSB codes. | M | 26.1905
CSB300 | HANDRAIL BRACKET, REPL | Replace handrail bracket. | No. | 78.3363
CSB400 | SOLID BALUSTRADE, S&F | Remove existing balustrade and replace with framed and lined wall 1100 high including timber capping | M | 300.8059
CSB500 | BALUSTRADE EXT TIM, REPL | Replace 1m of exterior timber balustrade 1100 high, including posts, rails, balusters and handrail. Handrail to be timber rail with top two corners machined to profile. Painting to be measured separately. | M | 271.0129
CSB505 | OPEN BALUSTRADE EXT TIM, REPL | Replace 1m of exterior timber guard rail 1100 high, including posts and rails. Handrails using timber rail with top two corners machined to profile. Painting to be measured separately. | M | 135.6668
CSB510 | BALUSTER TIM, REPL | Replace single baluster to existing timber handrail. Painting to be measured separately. | No. | 26.2546
CSB600 | BALUSTRADE EXT PIPE, REPL | Replace existing or supply and fit hot dipped galvanised exterior pipe balustrade 1100 high, including posts, rails, handrails and balusters compliant with Building Code. | M | 964.0777
CSB650 | HANDRAIL EXT PIPE, REPL | Replace existing or supply and fit hot dipped galvanised wall mounted exterior pipe handrail to stairs or ramp including new brackets, and disposal of old | M | 176.1926
CSH100 | SHELF, REPL | Replace wall shelf in kitchen / bathroom / laundry, up to 200 deep. | M | 48.6823
CSH200 | SHELF W/ROBE, REPL | Replace shelf to cupboard / wardrobe. | M | 73.622
CSH310 | SHELF CUPBD TIMBER, S&F | Supply and fit 40x20 timber support or slats to cupboards including panel pin at each shelf end. | M | 15.2653
CSR100 | SEISMIC REMEDIAL WORKS | Carry out all works as detailed in relevant tender/notices/contract documentation and any approved variations as instructed by the nominated Project Manager ($1 rated code). | $ | 1
CSR120 | SEISMIC REMEDIAL WORKS, LAND | Carry out all works to property 'Land' as detailed in relevant tender/notices/contract documentation and any approved variations as instructed by the nominated Project Manager ($1 rated code). | $ | 1
CSR150 | REMEDIAL WORK | Carry out any 'whole of house' works performed at the same time as seismic remedial works (CSR100 or CSR120), as detailed in relevant tender/notices/contract documentation and any approved variations as instructed by the nominated Project Manager. | $ | 1
CSR170 | REMEDIAL WORK, CHATTELS | Carry out any 'whole of house' works performed at the same time as seismic remedial works (CSR100 or CSR120), as detailed in relevant tender/notices/contract documentation and any approved variations as instructed by the Project Manager ($1 rated code). | $ | 1
CSR200 | REMEDIAL WORK, EQ DAMAGE | Complete earthquake remedial work as part of the seismic upgrade | $ | 1
CTF100 | FLOORING T&G, REPL | Replace T & G flooring to match existing. | M | 84.451
CTF200 | FLOORING 21 PLY <=2M2, REPL | Replace defective flooring with 21 thick H3.2 plywood flooring, including perimeter and intermediate nogging as required to ensure smooth transition to surrounding floor (up to 2.0m² per patch). | M2 | 220.9195
CTF210 | FLOORING 21 PLY >2M2, REPL | Replace defective flooring with 21 thick H3.2 plywood flooring, including perimeter and intermediate nogging as required to ensure smooth transition to surrounding floor (over 2.0m² per patch). | M2 | 156.5871
CTF250 | FLOORING 19 PLY <=2M2, REPL | Replace defective flooring with 19 thick H3.2 plywood flooring, including perimeter and intermediate nogging as required to ensure smooth transition to surrounding floor (up to 2.0m2 per patch). | M2 | 214.9973
CTF260 | FLOORING 19 PLY >2M2, REPL | Replace defective flooring with 19 thick H3.2 plywood flooring, including perimeter and intermediate nogging as required to ensure smooth transition to surrounding floor (over 2.0m² per patch). | M2 | 149.6279
CTF300 | FLOORING PLY <=2M2, REPL | Replace defective flooring with 17.5 thick H3.2 treated C-D plywood flooring, including perimeter and intermediate nogging as required to ensure smooth transition to surrounding floor (up to 2.0m² per patch). | M2 | 197.0808
CTF310 | FLOORING PLY >2M2, REPL | Replace defective flooring with 17.5 thick H3.2 treated C-D plywood flooring, including perimeter and intermediate nogging as required to ensure smooth transition to surrounding floor (over 2.0m² per patch). | M2 | 143.9302
CTF320 | FLOORING PLY SHOWER, S&F | Supply and fit ply wet area shower floor including H3.2 treated CD 17.5 ply, framing and fixings. | No. | 553.1647
CTI100 | TRIM INT LOOSE, REFIX | Refix loose section of trim. | M | 7.5685
CTI160 | TRIM CEILING BATTEN, REPL | Replace ceiling cover batten to joint in pinex ceiling lining. | M | 17.6064
CTI200 | TRIM INT H1.2 100X25, REPL | Replace interior trim, H1.2 treated, up to ex 100 x 25, to match existing. | M | 24.0204
CTI210 | TRIM INT H1.2 150X25, REPL | Replace interior trim, H1.2 treated, up to ex 150 x 25, to match existing. | M | 28.3071
CTI220 | TRIM INT H1.2 200X25, REPL | Replace interior trim, H1.2 treated, up to ex 200 x 25, to match existing. | M | 39.8309
CTI300 | TRIM WET AREA INT H3.2 100X25, REPL | Replace interior trim, H3.2 treated, in wet areas, up to ex 100 x 25 to match existing. | M | 22.6414
CTI310 | TRIM WET AREA INT H3.2 150X25, REPL | Replace interior trim, H3.2 treated, in wet areas, up to ex 150 x 25, to match existing. | M | 31.0972
CTI320 | TRIM WET AREA INT H3.2 200X25, REPL | Replace interior trim, H3.2 treated, in wet areas, up to ex 200 x 25, to match existing. | M | 39.9165
CTI350 | SKIRTING WET AREA, REMOVE | Remove skirting and dispose. Install packing as required for new coved skirting | M | 10.0058
CTI400 | DROP PELMET, S&F/REPL | Supply and fit or replace MDF drop pelmet to existing wall including removing existing track and removing and replacing scotia, 100 x 25 framing and 12 MDF fascia with V joints and arrissed edges with Rufflette Hiline top fixed track to KOHC detail. | M | 134.4267
CTI410 | BOX PELMET, S&F/REPL | Supply and fit or replace MDF box pelmet to existing wall including 100 x 25 framing, 12 MDF fascia with arrissed edges with Rufflette Superfit face fixed track to KOHC detail and removing existing track. | M | 86.7921
CTX100 | TRIM EXT LOOSE, REFIX | Refix loose section of exterior trim. | M | 7.8358
CTX300 | TRIM EXT H3.2 100X25, REPL | Replace exterior trim, H3.2 treated, up to ex 100 x 25 to match existing. | M | 18.9854
CTX310 | TRIM EXT H3.2 150X25, REPL | Replace exterior trim, H3.2 treated, up to ex 150 x 25, to match existing. | M | 26.1477
CTX320 | TRIM EXT H3.2 200X25, REPL | Replace exterior trim, H3.2 treated, up to ex 200 x 25, to match existing. | M | 34.8708
CTX330 | TRIM EXT H3.2 250X25, REPL | Replace exterior trim, H3.2 treated, up to ex 250 x 25, to match existing. | M | 48.3081
CTX400 | TRIM EXT H3.2 100X40, REPL | Replace exterior trim, H3.2 treated, up to ex 100 x 40, to match existing. | M | 25.4208
CTX410 | TRIM EXT H3.2 150X40, REPL | Replace exterior trim, H3.2 treated, up to ex 150 x 40, to match existing. | M | 34.1011
CTX420 | TRIM EXT H3.2 200X40, REPL | Replace exterior trim, H3.2 treated, up to ex 200 x 40, to match existing. | M | 46.2236
CTX430 | TRIM EXT H3.2 250X40, REPL | Replace exterior trim, H3.2 treated, up to ex 250 x 40, to match existing. | M | 70.554
CVX100 | VENT S/FLOOR INSP/REPT | Inspect and report to Kainga Ora on condition of sub floor ventilation, including any remedial work required and an estimate of the cost. | Item | 54.7969
CVX200 | VENT GRILLE S/FLOOR CONC | Replace concrete sub-floor vent to existing opening. | No. | 56.8922
CVX210 | VENT GRILLE S/FLOOR METAL | Replace metal sub-floor vent to existing opening. | No. | 41.9689
CVX250 | VENT S/FLOOR REFORM OPENING | Remove existing exterior under floor ventilation grille, form adequate ventilation hole in fibre cement linings and replace. | No. | 29.344
CWA100 | WINDOW AL SASH, REPR | Repair aluminium sash by straightening bent edges of sash and resecuring joints. | M | 30.4237
CWA110 | WINDOW AL FRAME, REPR | Repair aluminium frame by straightening bent edges of frame and resecuring joints. | M | 83.1041
CWA150 | WINDOW AL SASH, REHANG | Rehang aluminium sash on existing friction stays. | No. | 103.9175
CWA220 | WINDOW AL DRAFT STRIPS | Replace draft strip to sash of aluminium window. | M | 17.692
CWA230 | WINDOW AL GLAZING BEAD, REPL | Replace aluminium glazing beads to window or door pane. | M | 32.3693
CWA250 | WINDOW AL REVEAL, REPL | Replace aluminium window reveal. | M | 47.4315
CWA320 | WINDOW AL SASH, REPL | Replace aluminium window sash, including friction stays, hardware and glazing. | $ | 1
CWA350 | WINDOW AL FRAME, REPL | Replace aluminium window frame component, including all flashings, beads, scribers etc. | $ | 1
CWA600 | WINDOW <=1M2, REPL LOUVRE | Replace existing louvre window with new aluminium window not exceeding 1m², including glazing, hardware and high level opening sash. | No. | 1234.075
CWA800 | WINDOW AL, REPL | Replace aluminium window, including frame, flashings, beads, scribers etc. | $ | 1
CWT050 | WINDOW TIM SASH, EASE | Ease timber sash to provide 2mm clearance. Include weathergroove and making good paintwork where required. | No. | 40.9855
CWT060 | WINDOW TIM SASH, REHANG | Rehang timber sash reusing existing hinges to provide 2mm clearance, including making good to paintwork. | No. | 55.3208
CWT100 | WINDOW TIM SASH, REPR | Repair timber sash, all types, by removing sash, reglue, cramp and wedge or pin with 6mm dowels, refit and rehang sash. Include weathergroove and patch painting. | No. | 113.0254
CWT200 | WINDOW TIM SASH <=1M2, REPL | Replace timber sash not exceeding 1m² to all types of timber frame windows. Provide new hinges or friction stays, paint all faces and refit existing hardware. | No. | 611.4359
CWT210 | WINDOW TIM SASH >1M2, REPL | Replace timber sash exceeding 1m² to all types of timber frame windows. Provide new hinges or friction stays, paint all faces and refit existing hardware. | No. | 720.0784
CWT300 | WINDOW TIM FRAME, REPR | Repair short section of timber window frame, generally less than 0.5m long, by cutting out damaged portion of sill, frame, mullion or transom member and replacing with new portion to match existing, and patch paint. (Replace glazing if required measured separately). | No. | 158.0196
CWT310 | WINDOW TIM FRAME, MNR REPR | Repair short section of timber window frame, less than 0.2m long, by cutting out damaged portion of sill, frame, mullion or transom member and apply epoxy repair system and sculpt to match existing, and patch paint. (Replace glazing if required measured separately). | No. | 124.6561
CWT400 | WINDOW TIM FRAME, REPL | Replace complete timber window frame section, eg transom, mullion, sill or reveal, including removal and replacement of glazing where required. | $ | 1
CWT450 | WINDOW TIM GLAZING BEAD, REPL | Replace glazing bead to timber window or door, including putty. | M | 56.518
CWT460 | WINDOW TIM DRAUGHT STOP BEAD | Draught stop bead to timber window or door, including remove and replace hardware as required and paint finish | M | 26.2333
CWT470 | WINDOW TIM, PVC BEAD & SEAL | Supply and install PVC bead with seal to timber window or door | M | 13.1166
CWT600 | WINDOW TIM, REPL | Replace timber window, including frame, flashings, beads, scribers etc. | $ | 1
DAA100 | DECORATING DAYWORK, LABOUR | Decorating daywork hourly rate, (worked hour). Rate to include allowances for: travel and establishment time, down time, overtime, holiday pay, insurances, levies, handtools, small plant items, minor consumables, overheads and profit. | Hr | 41.58
DAA200 | DECORATING DAYWORK, MATERIALS | Cost of materials purchased and plant hired by Contractor for decorating daywork items. Cost to be recorded inclusive of GST and contractor margin. | $ | 1
DAP100 | ADDITIONAL PREP, WALL/CEILING | Additional preparation including removal of flaking paint and skimming to wall or ceiling, including windows and trim, prior to decoration. | M2 | 6.97
DAP110 | PAINT, INT ADDITIONAL STRIP | Strip interior of house using approved procurement stripper and scrapers, where additional application is required. | M2 | 33.15
DAP120 | PAINT, INT TRIM ADDITIONAL STRIP | Strip interior trim using approved procurement stripper and scrapers, where additional application is required. | M | 5.24
DAP200 | MOULD TREAT SERVICE ROOMS | Remove and treat excessive mould from wall or ceiling of kitchen, laundry, bathroom, WC or shower room. | M2 | 8.02
DAP210 | MOULD TREAT LIVING ROOMS | Remove and treat excessive mould from wall or ceiling of bedroom, living, dining, hall or stairway. | M2 | 8.02
DPC100 | PAINT CEILING, BATHROOM | Paint bathroom ceiling. | No. | 103.13
DPC110 | PAINT CEILING, DBLE BEDRM | Paint double bedroom ceiling. | No. | 241.32
DPC120 | PAINT CEILING, SGLE BEDRM | Paint single bedroom ceiling. | No. | 152.69
DPC130 | PAINT CEILING, DINING ROOM | Paint dining room ceiling. | No. | 161.56
DPC140 | PAINT CEILING, HALL | Paint hall ceiling. | M | 16.22
DPC150 | PAINT CEILING, OPEN STRWAY | Paint open well stairway ceiling. | No. | 153.95
DPC152 | PAINT CEILING, CLOSED STRWAY | Paint enclosed single flight stairway ceiling. | No. | 113.72
DPC160 | PAINT CEILING, KITCHEN | Paint kitchen ceiling. | No. | 172.32
DPC170 | PAINT CEILING, LIVING ROOM | Paint living room ceiling. | No. | 355.37
DPC180 | PAINT CEILING, LAUNDRY | Paint laundry ceiling. | No. | 108.99
DPC190 | PAINT CEILING, SHOWER | Paint shower room ceiling. | No. | 62.5
DPC200 | PAINT CEILING, WC | Paint toilet ceiling. | No. | 62.5
DPC210 | PAINT CEILING, GARAGE | Paint garage ceiling. | M2 | 17.43
DPC250 | PAINT CEILING, SOFTBOARD | Additional cost to paint softboard ceiling with existing enamel paint finish - to be used in conjunction with other ceiling codes. | M2 | 8.1
DPC300 | PAINT CEILING, PRIMER COAT | Prime coat ceiling after removal of sprayed textured finish. | M2 | 20.26
DPI100 | PAINT INT DR | Paint interior door both faces and all edges. Top and bottom edges shall have at least one full coat of undercoat or primer. | No. | 79.87
DPI150 | PAINT OVER VARNISH DR, EXTRA | Extra cost for etch priming when painting over varnished/enamel door, for both faces. | No. | 13.95
DPI200 | PAINT INT WINDOW | Paint internal surfaces of timber window up to 2.0m wide. (Window < 2m wide = 1No., window 2-4m wide = 2No.) | No. | 110.93
DPI300 | PAINT W/ROBE OR CUPBD | Redecorate single or double bedroom wardrobe or cupboard, fully painted, (doors measured separately). | No. | 188.8
DPI400 | PAINT JOINERY CABINET | Paint joinery cabinets. Exterior surfaces only are measured but rate includes for painting interior face of doors. Item excludes bench tops. | M2 | 38.17
DPI410 | PAINT INT SHAVING CABINET | Paint the interior of bathroom shaving cabinet. | No. | 25.9
DPI420 | PAINT INT JOINERY CABINETS | Paint to all internal surfaces of joinery cabinets, excluding cabinet doors. | M | 83.04
DPI430 | PAINT INT JOINERY CAB SHELVES | Paint to top faces and front edges of shelves only in joinery cabinets. | M | 27.21
DPI440 | BENCHTOP TIM, RESURFACE | Resurface timber bench top. Sand and two coats polyurethane. | M | 50.61
DPI500 | PAINT TRIM 0-150MM | Paint skirtings, architraves, mouldings, door faces, etc, not exceeding 150 wide painted surface. | M | 6.81
DPI510 | PAINT TRIM 150-300MM | Paint skirtings, architraves, mouldings, door faces, etc, exceeding 150 but not exceeding 300 wide painted surface. | M | 12.01
DPI550 | PAINT OVER VARNISH TRIM, EXTRA | Extra cost to paint over varnish/enamel to skirtings, architraves, mouldings etc, 0-300 wide painted surface. | M | 0.47
DPI800 | PAINT INT PATCH | Patch paint to general internal surfaces, to match existing colours. | M2 | 30.77
DPI900 | STRIP PAPER, PLASTER & PREP | Strip existing wallpaper, stop, plaster and seal as necessary in preparation for paint finish. | M2 | 19.61
DPI910 | PREP FOR ACRYLIC OVER ENAMEL | Additional preparation required for coating existing enamel paint with new acrylic system. | M2 | 3.53
DPI920 | PREP, SEAL PAPER OR NEW GIB | Prepare and seal wallpaper or new plasterboard in preparation for paint finish. | M2 | 5.21
DPL100 | STOPPING, S&F | Stopping | M2 | 15.25
DPL110 | STOPPING PATCH, S&F | Stopping to patch up to 600 x 600. | No. | 16.76
DPL120 | PLSTR STOPPING, WALL/CEILING | Re-stop defective plasterboard or fibrous plaster lining, including renailing as required. | M2 | 14.95
DPL130 | PLSTR STOPPING, JOINT | Re-stop joint in plasterboard or fibrous plaster lining, including renailing as required. | M | 10.36
DPW100 | PAINT WALLS, BATHROOM | Paint bathroom walls. | No. | 185.04
DPW105 | PAINT WALLS, BATHROOM WET | Paint wetwalled bathroom walls. | No. | 152.16
DPW110 | PAINT WALLS, DBLE BEDRM | Paint double bedroom walls. | No. | 438.35
DPW120 | PAINT WALLS, SGLE BEDRM | Paint single bedroom walls. | No. | 360.03
DPW130 | PAINT WALLS, DINING ROOM | Paint dining room walls. | No. | 328.74
DPW140 | PAINT WALLS, HALL | Paint hall walls. | M | 45.45
DPW150 | PAINT WALLS, OPEN STRWAY | Paint open well stairway walls. | No. | 892.01
DPW152 | PAINT WALLS, CLOSED STRWAY | Paint enclosed, single flight stairway walls. | No. | 617.56
DPW160 | PAINT WALLS, KITCHEN | Paint kitchen walls. | No. | 395.26
DPW170 | PAINT WALLS, LIVING ROOM | Paint living room walls. | No. | 516.58
DPW180 | PAINT WALLS, LAUNDRY | Paint laundry walls. | No. | 325.31
DPW190 | PAINT WALLS, SHOWER | Paint shower room walls. | No. | 114.9
DPW200 | PAINT WALLS, WC | Paint toilet walls. | No. | 196.12
DPW210 | PAINT WALLS, GARAGE | Paint garage walls. | M2 | 17.16
DRH100 | REDECORATE WHOLE INTERIOR 1BED | Redecorate whole interior of 1 bedroom house / unit comprising: Paint ceiling, 2400mm high; varnish or paint trim, windows and doors; repaint walls. | No. | 4691.71
DRH200 | REDECORATE WHOLE INTERIOR 2BED | Redecorate whole interior of 2 bedroom house / unit comprising: Paint ceiling, 2400mm high; varnish or paint trim, windows and doors; repaint walls. | No. | 6458.7
DRH300 | REDECORATE WHOLE INTERIOR 3BED | Redecorate whole interior of 3 bedroom house / unit comprising: Paint ceiling, 2400mm high; varnish or paint trim, windows and doors; repaint walls. | No. | 8344.23
DRH400 | REDECORATE WHOLE INTERIOR 4BED | Redecorate whole interior of 4 bedroom house / unit comprising: Paint ceiling, 2400mm high; varnish or paint trim, windows and doors; repaint walls. | No. | 9472.86
DRH500 | REDECORATE WHOLE INTERIOR 5BED | Redecorate whole interior of 5 bedroom house / unit comprising: Paint ceiling, 2400mm high; varnish or paint trim, windows and doors; repaint walls. | No. | 11100.48
DRP100 | PAINT BATHROOM REDEC | Redecorate painted bathroom, including: painting of walls and ceiling; varnishing or painting of trim, windows, doors and cabinets. | No. | 525.69
DRP105 | PAINT BATHROOM WET REDEC | Redecorate painted wetwalled bathroom, including: painting of walls; varnishing or painting of trim, windows, doors and cabinets. | No. | 407.1
DRP110 | PAINT DBLE BEDRM REDEC | Redecorate painted double bedroom, including: painting of walls and ceiling; varnishing or painting of trim, windows and doors. | No. | 1007.11
DRP120 | PAINT SGLE BEDRM REDEC | Redecorate painted single bedroom, including: painting of walls and ceiling; varnishing or painting of trim, windows and doors. | No. | 719.06
DRP130 | PAINT DINING ROOM REDEC | Redecorate painted dining room, including: painting of walls and ceiling; varnishing or painting of trim, windows and doors. | No. | 831.22
DRP140 | PAINT HALL REDEC | Redecorate painted hall, including: painting of walls and ceiling; varnishing or painting of trim, windows and doors. | M | 146.49
DRP150 | PAINT OPEN STRWAY REDEC | Redecorate painted open well stairway, including: painting of walls and ceiling; varnishing or painting of trim, windows and doors. | No. | 1103.57
DRP152 | PAINT CLOSED STRWAY REDEC | Redecorate painted enclosed, single flight stairway, including: painting of walls and ceiling; varnishing or painting of trim, windows and doors. | No. | 820.9
DRP160 | PAINT KITCHEN REDEC | Redecorate painted kitchen, including: painting of walls and ceiling; varnishing or painting of trim, windows, doors, cabinets and timber work bench tops. | No. | 1073.48
DRP170 | PAINT LIVING ROOM REDEC | Redecorate painted living room, including: painting of walls and ceiling; varnishing or painting of trim, windows and doors. | No. | 1181.33
DRP180 | PAINT LAUNDRY REDEC | Redecorate painted laundry, including: painting of walls and ceiling; varnishing or painting of trim, windows, doors and cabinets. | No. | 665.62
DRP190 | PAINT SHOWER REDEC | Redecorate painted shower room, including painting of walls and ceiling; varnishing or painting of trim, windows, doors and cabinets (excluding shower). | No. | 346.92
DRP200 | PAINT WC REDEC | Redecorate painted toilet, including painting of walls and ceiling; varnishing or painting of trim, windows, doors and cabinets. | No. | 410.09
DRP250 | PAINT SOFTBOARD REDEC | Additional cost to paint softboard ceiling or wall linings with existing enamel paint finish - to be used in conjunction with other Redec Codes. | M2 | 8.1
DRA100 | PAINT HOUSE EXT DAYWORKS, LABOUR | Paint house exterior daywork hourly rate, (worked hour). Rate to include allowances for: travel and establishment time, down time, overtime, holiday pay, insurances, levies, handtools, small plant items, minor consumables, overheads and profit. | Hr | 48.51
DRA200 | PAINT HOUSE EXT DAYWORKS, MATERIALS | Cost of materials purchased and plant hired by Contractor for painting house exterior daywork items. Cost to be recorded inclusive of GST and contractor margin. | $ | 1
DPE110 | PAINT EXT W/BD SGLE STY | Paint exterior weatherboard, soffit and associated trim to single or lower storey. | M2 | 26.38
DPE112 | PAINT EXT FLAT CLAD SGLE STY | Paint exterior flat cladding, (sheet, masonry, etc), soffit and associated trim to single or lower storey. | M2 | 23.92
DPE115 | PAINT EXT ROUGH CLAD SGLE STY | Paint exterior rough cast, brick, stucco and plaster cladding and associated trim to single or lower storey. | M2 | 28.85
DPE120 | PAINT EXT TRIM 0-150MM | Paint exterior trim or board not exceeding 150 paint width. | M | 7.26
DPE130 | PAINT EXT TRIM 150-300MM | Paint exterior trim or board exceeding 150 but not exceeding 300 paint width. | M | 13.25
DPE140 | PAINT GLAZING PUTTY | Paint exterior glazing putty after window reglaze. Charge once for each trip for top coats. | M | 8.69
DPE150 | PAINT EXT S/FLOOR FLAT CLAD | Paint exterior subfloor flat cladding / foundation wall and associated trim. | M2 | 21.76
DPE160 | PAINT EXT S/FLOOR BOARDING | Paint subfloor timber boarding or battens. | M2 | 35.73
DPE200 | PAINT EXT WINDOW SGLE STY | Paint exterior surfaces of timber window to single or lower storey, up to 2.0m wide. (Window < 2m wide = 1No., window 2-4m wide = 2No.) | No. | 101.98
DPE201 | PAINT EXT WINDOW UPPER STY | Paint exterior surfaces of timber window to upper storey, up to 2.0m wide. (Window < 2m wide = 1No., window 2-4m wide = 2No.) | No. | 123.54
DPE205 | PAINT EXT WINDOW SASH | Paint all interior and exterior surfaces of timber window sash. | No. | 58.91
DPE210 | PAINT EXT DR | Paint exterior face of single leaf timber door, including all edges. | No. | 45.91
DPE250 | PAINT S/FLOOR DR | Paint exterior face of subfloor door and frame, including all edges. | No. | 21.76
DPE400 | PAINT LETTERBOX | Paint letterbox. Street numbers to remain distinguishable and different colour. | No. | 53.65
DPE410 | PAINT CLOTHESLINE | Paint clothesline, all types. | No. | 69.07
DPE420 | PAINT CARPORT | Paint stand alone and attached carport including frame and roofing complete. | No. | 779.92
DPE460 | PAINT DECK <= 3M2 | Paint deck including all surfaces of stairs not exceeding 3m2. | M2 | 24.51
DPE470 | PAINT DECK > 3M2 | Paint deck including all surfaces of stairs exceeding 3m2. | M2 | 18.54
DPE480 | PAINT BALUSTRADE | Paint balustrade including all surfaces. | M | 99.22
DPE500 | PAINT/STAIN 1000MM FENCE | Paint or stain one side of 1000 high fence. | M | 15.27
DPE510 | PAINT/STAIN 1800MM FENCE | Paint or stain one side of 1800 high fence. | M | 27.5
DPE550 | PAINT/STAIN FENCE PALING | Paint or stain fence paling, per m of member. | M | 2.54
DPE600 | PAINT STEEL ROOF | Paint steel roof and associated flashings (Net slope area measured). | M2 | 32.19
DPE650 | PAINT ROOF | Paint roof of house as instructed. (Quotation required for each Job). | $ | 1
DPE750 | PAINT, ADDITIONAL PREP | Additional preparation to exterior of house as instructed. (Quotation required for each Job). | $ | 1
DPE760 | PAINT, EXT STRIP | Strip exterior of house using approved procurement stripper and scrapers, including cleaning up debris and disposing and apply one primer coat. | M2 | 53.04
DPE770 | PAINT, EXT ADDITIONAL STRIP | Strip exterior of house using approved procurement stripper and scrapers, where additional application is required. | M2 | 34.79
DPE780 | PAINT, PORCH FLOOR, REM | Diamond grind plaster or concrete surface of porch or steps to remove all existing paint coats. | M2 | 82.33
DPE800 | PAINT EXT PATCH | Patch paint to general external surfaces, to match existing colours. | M2 | 35.5
DRE090 | PAINT PREP, WASH | Clean and wash exterior walls, trim, windows, soffits, porches in preparation for painting works. | M2 | 2.43
DRE100 | PAINT EXT BASE | Paint subfloor cladding or foundation wall including access door/s. | M2 | 17.79
DRE200 | PAINT EXT WEATHERBOARD | Paint exterior weatherboards, facings and trim. | M2 | 21.41
DRE300 | PAINT EXT FLAT CLADDING | Paint exterior flat clad walls including facings and trim. | M2 | 18.06
DRE310 | PAINT EXT ROUGH CLAD | Paint exterior rough cast, brick, stucco and plaster cladding. | M2 | 21.8
DRE400 | PAINT EXT FASCIA | Paint exterior fascia and barge boards. | M | 3.93
DRE410 | PAINT EXT SOFFIT | Paint exterior soffits. | M2 | 18.06
DRE600 | PAINT EXT WINDOWS | Paint exterior windows and frames. | M2 | 47.58
DRE700 | PAINT EXT DOORS | Paint exterior doors, including all edges and door frames. | No. | 68.22
DRE800 | PAINT EXT ROOF | Paint steel roof and associated flashings. | M2 | 24.64
DRE900 | PAINT EXT SPOUTING | Paint spouting, downpipes and stacks. | M | 4.19
EAA100 | ELECTRICAL DAYWORK, LABOUR | Electrical daywork hourly rate, (worked hour). Rate to include allowances for: travel and establishment time, down time, overtime, holiday pay, insurances, levies, handtools, small plant items, minor consumables, overheads and profit. | Hr | 80.29
EAA200 | ELECTRICAL DAYWORK, MATERIAL | Cost of materials purchased and plant hired by Contractor for electrical daywork items. Cost to be recorded inclusive of GST and contractor margin. | $ | 1
ECE100 | BONDING, REPL | Replace bonding system to metal plumbing fittings and pipework, including connection to existing earth system. | Item | 221.8
ECE120 | EARTH GALV ELECTRODE, REPL | Replace driven hot dipped galvanised earth electrode, including clamp and tag, together with main earth inspection box. | No. | 134.3
ECE125 | EARTH TAG OR CLAMP, REPL | Replace earth clamp or tag. | No. | 12.19
ECE127 | EARTH TOBY BOX, REPL | Replace earth toby box | No. | 57.8
ECE130 | EARTHING LEAD, REPL | Replace earthing lead from earth electrode to main switch board, including connections and tags. | No. | 167.41
ECE140 | EARTH BONDING SINK/TUB, S&F | Supply and fit earthing and bonding system to metal sink bench or tub, including connection to existing earth system. | No. | 115.67
ECM100 | TELEPHONE JACK | Supply and install telephone jack point wired back to existing phone connection point. | No. | 129.01
ECM110 | TELEPHONE JUNCTION BOX | Supply and install telephone junction box. | No. | 24.94
ECM200 | CABLE RUN, CAT6A | Supply and install Cat6A cabling concealed in walls, including connection points at both ends. | No. | 168.56
ECW010 | ELE TRACE & REPR WIRING FAULT | Trace fault in house wiring and repair. Not to be used in conjunction with another code. | No. | 81.42
ECW030 | ELE U/GROUND CABLE, LOCATE | Locate underground cable and mark its position | No | 22.94
ECW050 | ELE U/GROUND CABLE, REPL | Replace underground cable neutral screen from power supply authority connection point to mains entry point. Include for all excavation and backfilling. | M | 115.13
ECW100 | ELE MAINS ENTRY-MSB, REPL | Replace mains cable from point of entry to main switch/meter board. Issue an electrical Safety Certificate measured separately. | M | 35.64
ECW110 | ELE WIRING MSB-D/BD, REPL | Replace submain cable from main switch/meter board to distribution board. | M | 35.64
ECW200 | ELE WIRING LIGHT-D/BD, REPL | Replace electrical lighting circuit. Circuit run concealed in walls and ceiling space back to distribution board or looping off existing. | No. | 125.07
ECW210 | ELE WIRING PWR OUTLT-D/BD REPL | Replace electrical power outlet circuit. Circuit run concealed in walls and ceiling space back to distribution board or looping off existing. | No. | 131.01
ECW220 | ELE WIRING HW SWITCH-D/BD REPL | Replace electrical hot water heater circuit. Circuit run concealed in walls and ceiling space from isolating switch to distribution board. | No. | 122.08
ECW230 | ELE WIRING RGE-D/BD, REPL | Replace electrical range supply circuit. Circuit run concealed in walls and ceiling space to distribution board. | No. | 230.3
ECW250 | ELE WIRING SMOKE-LIGHT, S&F | Supply and fit electrical smoke alarm circuit and junction boxes. Circuit run concealed in walls and ceiling space to existing lighting circuit. | No. | 81.66
ECW260 | ELE WIRING SMOKE-SMOKE, S&F | Supply and fit electrical smoke alarm circuit and junction box between smoke alarms. Circuit run concealed in walls and ceiling space wherever possible. | No. | 222.23
ECW300 | ELE WIRING PWR OUTLT-D/BD, S&F | Supply and fit electrical power outlet and circuit. Circuit run concealed in walls and ceiling space and protected (as permitted by the Regulations). | No. | 191.23
ECW305 | ELE WIRING 6mm PWR OUTLT-D/BD, S&F | Supply and fit electrical power outlet and circuit. Circuit run concealed in walls and ceiling space and protected (as permitted by the Regulations). For use with 25 Amp and over heatpump outdoor units. | No. | 253.85
ECW310 | ELE WIRING LIGHT, S&F | Supply and fit electrical light switch and circuit. Circuit run concealed in walls and ceiling space and protected (as permitted by the Regulations). | No. | 103.13
ECW320 | ELE WIRING D/BD-GARAGE, S&F | Supply and fit electrical power outlet and circuit within garage. Circuit run in underground conduit and surface mounted in garage back to distribution board in house. Job includes switched double socket and separate garage distribution board. | No. | 1426.91
ECW500 | ELE HSE, REWIRE | Rewire house as instructed. (Quotation required for each Job). | $ | 1
ECW605 | ELE POLE CONNECTION FEE | Power Supply Authority charge to connect new main cable to network. | $ | 1
ECW610 | ELE O/HEAD MAIN, RESTRAIN | Restrain overhead service main cable. | No. | 125.11
ECW620 | ELE SOFFIT BRACKET, REPL | Replace main cable galvanised bracket and bolt at soffit, and make good as required. | No. | 95.68
ECW630 | ELE MAINS ENTRY BOX, REPL | Replace electrical mains entry box, including connection | No. | 202.5
ECW640 | ELE MAIN CABLE TAILS, REPL | Replace pair of mains cable tails from overhead cables to mains entry box. (Not applicable when mains cable is neutral screen). | No. | 134.07
ECW650 | ELE MAIN CABLE/LINE TAPS, REPR | Re-tape pair of electrical connections between overhead main cable and main cable line taps with self amalgamating tape. | No. | 52.37
ECW700 | TEMPORARY SLEEVE MAIN CABLE | Provide temporary sleeve to power main cable to facilitate safe working adjacent. Process to comply with local power supply authority requirements. | $ | 1
ECW750 | ELE U/GROUND CABLE SIGN | Supply and fix or replace electrical cable location warning sign. | No. | 10.18
EDB050 | ELECTRICAL D/BD, INSP/REPT | Inspect and report to Kainga Ora on condition of distribution, switch and meter boards to entire house, recommended remedial works and cost of work. | No. | 92.13
EDB120 | ELE FUSE CAPSULE > 25 AMP REPL | Replace capsule fuse, exceeding 25 amp. | No. | 28.65
EDB200 | ELE MCB, REPL FUSE | Replace electrical fuse with miniature circuit breaker and safety base. | No. | 69.74
EDB210 | ELE MCB, S&F | Supply and fit MCB din rail type to distribution board with appropriate rating for circuit including connection and all wiring in compliance with the ruling regulations. | No. | 50.6
EDB250 | ELE 40A RCD, S&F | Supply and fit 1P+N 40A 30MA RCD to distribution board including connection and all wiring in compliance with the ruling regulations. | No. | 85.92
EDB255 | ELE 63A RCD, S&F | Supply and fit 1P+N 63A 30MA RCD to distribution board including connection and all wiring in compliance with the ruling regulations. | No. | 95.63
EDB280 | ELE RCBO, S&F | Supply and fit 1P+N 6kA 30mA RCBO to distribution board including connection and all wiring in compliance with the ruling regulations. | No. | 105.44
EDB300 | ELE NEUTRAL/EARTH BAR, REPL | Replace the neutral or earth bar on the distribution board. | No. | 107.4
EDB310 | ELE MAIN SWITCH, REPL | Replace main switch in distribution board. | No. | 118.59
EDB500 | ELE MCB D/BD, REPL FUSED D/BD | Replace fused distribution board with distribution board containing 8 miniature circuit breakers, 2 RCDs, main switch and neutral and earth bus bars. Supply and install PVC surround. | No. | 962.27
EDB530 | ELE RCD ENCLOSURE, S&F | Supply and fit surface mounted RCD enclosure to distribution board. | No. | 14.95
EDB550 | ELE METER BD DR, REPL | Replace meter board door, including inspection panel, hinges and catch. | No. | 177.11
EDB560 | ELE METER BD INSP PANEL, REPL | Replace inspection panel to meter board door, including fixings and seals. | No. | 81.65
EDB580 | ELE BARE EARTH WIRE, SLEEVE | Sleeve all the bare electrical earth wires behind a distribution board. | No. | 98.41
EDB640 | ELE MAIN FUSE CARRIER & LINK, REPL | Replace electrical main fuse complete. | No. | 141.07
EFN070 | RANGEHOOD REMOVE | Removal and safe disposal of existing rangehoods, (and ducting if required) at the same time as a new one is installed. | No. | 47.86
EFN080 | RANGEHOOD, INSP/REPT | Inspect and report to Kainga Ora on condition of rangehood, recommended remedial works and cost of work. | No. | 47.53
EFN200 | EXTRACT FAN CEILING, S&F/RPL | Supply and fit or replace ceiling mounted ducted extract fan, including forming openings, ducting, roof, soffit or wall outlet and flashings. Excluding electrical connection. | No. | 642.57
EFN210 | HT KITCHEN FAN BOX, S&F | Supply and fit kitchen fan box fitted with centrifugal fan and rangehood filter. Excludes electrical connection and COC. | No. | 1692.58
EFN231 | RANGEHOOD, S&F | Supply and fit externally venting range hood, vented externally to the roofline, including forming openings, excluding ducting kit and electrical connection. (new installations only) | No. | 491.13
EFN235 | RANGEHOOD ONLY REPLACE | Replace existing range hood only (bulkhead, ducting, flashings, etc unchanged). | No. | 237.39
EFN290 | EXTRACT FAN, 2 INTAKES, S&F | Supply and fit roof cavity mounted mechanical extract ventilation with 2 intakes and minimum 140 cubic m/hr per room. To include forming openings, ducting and roof penetrations. Excluding electrical connections. | No. | 1221.12
EFN340 | EXTRACT FAN, WALL, S&F | Supply and fit wall mounted extract fan with delay timer, including forming openings, flashings. Excluding electrical connection and CoC. | No. | 504.61
EFN351 | BULKHEAD, UNDER CEILING, S&F/RPL | Supply and fit or replace existing under ceiling bulkhead. | No. | 181.72
EFN380 | KIT CEIL EXTRACT ALT VE2004, S&F | Supply and fit HomeTech RH-VE2004 externally vented kitchen exhaust system with remote inline fan and removable filter register at the ceiling above stove, 700m3/hr including forming openings, ducting and roof penetrations. Excluding electrical connection. | No. | 1034
EFN390 | RANGEHOOD, RE-CIRCULATING, S&F/RPL | Supply and fit or replace existing rangehood with 600mm compact canopy re-circulating (non-vented) rangehood in HLP properties only. Not hard wired / no COC required. | No. | 210.06
EFN400 | RANGEHOOD FILTER, RA61WH | Supply only a range hood twin filter pack for Robinhood model RA61WH | No. | 79.35
EFN410 | RANGEHOOD FILTER, RCC600 | Supply only a range hood twin filter pack for Robinhood model RCC600 | No. | 66.27
EFN420 | RANGEHOOD FILTER, RWC3CH6WH | Supply only a range hood twin filter pack for Robinhood model RWC3CH6WH | No. | 61.02
EFN430 | RANGEHOOD FILTER, RCA2AI6WH-RC | Supply only a range hood twin filter pac for the Robinhood model RCA2AI6WH-RC. | No. | 61.08
EFN440 | RANGEHOOD LIGHT REPL | Replace range hood LED light | No. | 36.2
EFN500 | VENTILATION, NON STANDARD | Supply and fit non-standard ventilation solution. (Quotation required for each job). | $ | 1
EFN650 | HT, TIMER | Supply and install run on timer. | No. | 94
EFN700 | HT VENTELECCAP | Surface mounted cable conduit, including bends, joints, caps, etc. | M | 14.46
EFN800 | DUCT KIT, METAL ROOF | Supply and install or replace ducting kit for metal roofing. | No. | 296.5
EFN810 | DUCT KIT, TILED ROOF | Supply and install or replace ducting kit for tiled roofing. | No. | 332.57
EFN820 | DUCT KIT, EAVES | Supply and install or replace ducting kit for eaves. | No. | 187.08
EHT050 | HEATER ELE, INSP/REPT | Inspect heater and provide report to Kainga Ora on overall condition, recommended remedial works and cost of work. | Item | 69.83
EHT100 | HEATER ELE, REM | Remove heater and install blank plate. | No. | 33.32
EHT300 | HEATER HI-WALL, 2 KW | Replace or supply and fit procurement 2kW Hi-Wall heater, including remote control cradle and connection to wall outlet, (outlet measured separately). | No. | 262.06
EHT305 | HEATER HI-WALL, 2.4 KW | Replace or supply and fit procurement 2.4kW Hi-Wall heater, including remote control cradle and connection to wall outlet, (outlet measured separately). (Not to be used until advised) | No. | 346.82
EHT350 | HEATER ELE, 1.5 KW | Replace or supply and fit procurement 1.5kW electric heater, including connection to wall outlet, (outlet measured separately). | No. | 233.7
EHT360 | HEATER ELE, 2 KW | Replace or supply and fit procurement 2.0kW electric heater, including connection to wall outlet, (outlet measured separately). | No. | 262.06
EHT370 | HEATER ELE, 2.2 KW | Replace or supply and fit procurement 2.2kW electric heater, including connection to wall outlet, (outlet measured separately). | No. | 307.35
EHT520 | HEAT PUMP, CLEAN | Maintenance to existing Heat Pump system, including cleaning internal filters and spray/clear growth around outdoor unit if necessary. Note: Battery replacement is responsibility of the tenant. | No. | 38.28
EHT550 | HEAT PUMP, REPAIR | Carry out repairs or service to heat pump system. Details of work in report to be provided to Kainga Ora. | $ | 1
EHT565 | HEAT PUMP REMOTE, REPL | Supply heat pump remote including programming if necessary. | No | 158.24
EHT600 | HEAT PUMP 3.5KW, S&F/REPL | Supply and fit or replace procurement 3.5KW Heat Pump system, including indoor and outdoor units, standard back to back installation (up to 3m) and electrical connection to existing outlet and CoC. Polyslab base allowed 50% time. Includes de-gassing and disposal of existing | No. | 2267.49
EHT610 | HEAT PUMP 5.3KW, S&F/REPL | Supply and fit or replace procurement 5.3KW Heat Pump system, including indoor and outdoor units, standard back to back installation (up to 3m) and electrical connection to existing outlet and CoC. Polyslab base allowed 50% time. Includes de-gassing and disposal of existing | No. | 2615.39
EHT620 | HEAT PUMP 7.1KW, S&F/REPL | Supply and fit or replace procurement 7.1KW Heat Pump system, including indoor and outdoor units, standard back to back installation (up to 3m) and electrical connection to existing outlet and CoC. Polyslab base allowed 50% time. Includes de-gassing and disposal of existing | No. | 2828.02
EHT630 | HEAT PUMP 8.2KW, S&F/REPL | Supply and fit or replace procurement 8.2KW Heat Pump system, including indoor and outdoor units, standard back to back installation (up to 3m) and electrical connection to existing outlet and CoC. Polyslab base allowed 50% time. Includes de-gassing and disposal of existing | No. | 2962.89
EHT640 | HEAT PUMP 9.0KW, S&F/REPL | Supply and fit or replace procurement 9.0KW Heat Pump system, including indoor and outdoor units, standard back to back installation (up to 3m) and electrical connection to existing outlet and CoC. Polyslab base allowed 50% time. Includes de-gassing and disposal of existing | No. | 5405.78
EHT710 | HEAT PUMP NON-STD INSTALL 3-10M | Non-standard heatpump installation (over 3m less than 10m), costs in addition to standard heatpump installation. | m | 48.7
EHT720 | HEAT PUMP NON-STD INSTALL >10M | Non-standard heatpump installation (over 10m), costs in addition to standard heatpump installation. | m | 62.62
EHT730 | HEAT PUMP MOUNT BRACKET | Additional cost for mounting brackets for wall hung external heatpump unit | No. | 114.33
EHT800 | DUCTED HEATING SYSTEM | Ducted heating system. (Quotation required for each job) | $ | 1
EHW050 | HWC ELE, INSP/REPT | Inspect hot water cylinder and provide report to Kainga Ora on overall condition, recommended remedial works and cost of work. | No. | 69.83
EHW100 | HWC 2KW ELEM, REPL | Replace 2.0kW hot water cylinder element. Return the next day to test the shower temp does not exceed 45°C and nearest tap does not exceed 50°C. | No. | 175.28
EHW110 | HWC 3KW ELEM, REPL | Replace 3.0kW hot water cylinder element. Return the next day to test the shower temp does not exceed 45°C and nearest tap does not exceed 50°C. | No. | 177.33
EHW150 | HWC THERMOSTAT, ADJUST | Adjust HWC thermostat to between 60-65°C and fit tamper evident sticker. Return the next day to test the shower temp does not exceed 45°C and nearest tap does not exceed 50°C. | No. | 51.74
EHW200 | HWC THERMOSTAT, REPL | Replace HWC thermostat and set to between 60-65°C. Return the next day to test the shower temp does not exceed 45°C and nearest tap does not exceed 50°C. | No. | 96.37
EHW350 | HWC ELE SWITCH & FLEX, S&F/REPL | Supply and fit or replace new hot water cylinder switch and flex including connections. | No. | 80.07
EHW500 | HWC, REM & REFIT | Disconnect hot water cylinder if required for maintenance or replacement. Reconnect on completion, and fit tamper evident sticker if required. | No. | 66.91
ELF100 | LIGHT FITTING EARTH, S&F | Supply and fit earth connection to electric light fitting. | No. | 84.39
ELF180 | HEAT LAMP LIGHT FITTING, REPL | Replace heat lamp light fitting complete with ducting, heat globes, halogen bulb and 3 gang wall switch. | No. | 299.29
ELF190 | LIGHT, REPL | Replace lamp | No. | 14.32
ELF210 | LIGHT BATTEN HOLDER SKIRT REPL | Replace light batten holder skirt. | No. | 11.3
ELF220 | LIGHT BATTEN HOLDER, REPL | Replace light batten holder or pendant lamp holder - for use in HLP properties only. | No. | 27.17
ELF230 | LIGHT CEILING PENDANT, REPL | Replace pendant light fitting comprising standard ceiling rose, flex not exceeding 1m long and standard pendant lamp holder. | No. | 75.7
ELF300 | LIGHT SHADE, REPL | Replace conical light shade. | No. | 13.41
ELF310 | LIGHT DOWNLIGHT, REPL | Replace downlight fitting including bulb | No. | 65.23
ELF400 | LIGHT FLUORSNT STARTER, REPL | Replace fluorescent fitting starter. | No. | 11.82
ELF410 | LIGHT FLUORSNT TUBE, REPL | Replace fluorescent tube. | No. | 16.62
ELF450 | LIGHT FLUORSNT FITTING SGLE | Replace single tube surface mounted fluorescent light fitting, including prismatic diffuser and tube, 1200 to 1800 long. | No. | 148.49
ELF460 | LIGHT FLUORSNT FITTING TWIN | Replace twin tube surface mounted fluorescent light fitting, including prismatic diffuser and tubes, 1200 to 1800 long. | No. | 162.98
ELF520 | LIGHT CEILING LED 25W, S&F/REPL | Supply and fit, or replace LED ceiling mounted light fitting including 25W lamp. | No. | 132.27
ELF530 | LIGHT CEILING LED 25W, SENSOR, S&F/REPL | Supply and fit, or replace LED ceiling mounted light fitting with sensor including 25W lamp. | No. | 174.97
ELF650 | SECURITY LIGHT FITTING, S&F | Supply and fit security light fitting with SMX LED floodlight, switch and circuit. Circuit run concealed in walls and ceiling space, looped off existing lighting circuit. | No. | 291.25
ELF660 | SECURITY LIGHT FITTING, REPL | Replace exterior light fitting with security light fitting on existing circuit including SMX LED floodlight. | No. | 162.06
ELF670 | SECURITY LIGHT LAMP, REPL | Replace security light fitting lamp with new CFL Par 38 23w energy saver lamp. | No. | 32.23
ELF680 | SECURITY LIGHT ADJUST | Adjust existing security light fitting aim and sensitivity. | No. | 17.84
ELF720 | SECURITY LIGHTING, COMMUNAL | Inspect property after dark for visual check, clean and service of safety and security lighting including adjustment of timers where necessary for daylight saving hours. | $ | 1
ELF800 | LIGHT SWITCH SGLE, REPL | Replace single light switch. | No. | 27.68
ELF810 | LIGHT SWITCH DBLE, REPL | Replace double light switch. | No. | 32.29
ELF820 | LIGHT SWITCH TRIPLE, REPL | Replace triple light switch. | No. | 35.98
ELF840 | LIGHT SWITCH INT W/PROOF, REPL | Replace single interior waterproof light switch. | No. | 58.13
ELF850 | REMOVABLE FACEPLATE, REPL | Replace removable faceplate cover to light switch or power outlet. | No. | 10.8
ELF900 | SWITCH EXT SGLE, REPL | Replace single exterior weatherproof switch. | No. | 64.38
EMS040 | ELE, TEST&TAG | Test and tag electric appliance. | No. | 30.15
EMS045 | ELE ECC | Supply and attach an Equipment Compliance Certificate label in accordance with the requirements of the Electrical (Safety) Regulations 2010, and amendments. | Item | 11.74
EMS050 | ELE WHOLE HSE, INSP/REPT | Inspect electrical installation to entire house as per NZS 3019 Section 4, including underfloor and out buildings. Provide report to Kainga Ora on overall condition, recommended remedial works and cost of work. | Item | 137.63
EMS060 | ELE ESC | Supply an Electrical Safety Certificate in accordance with the requirements of the Electrical (Safety) Regulations 2010, and amendments. (Self certifying.) | Item | 16.97
EMS065 | ELE COC, ESC | Supply an Electrical Certificate of Compliance and Electrical Safety Certificate in accordance with the requirements of the Electrical (Safety) Regulations 2010, and amendments (Self certifying). | Item | 46.41
EMS080 | ELE INSPECT | Inspect installation and supply a Record of Inspection completed by a registered electrical inspector, in accordance with the requirements of the Electrical Regulations 2010, Clause 70. (Certified by a registered electrical inspector.) | Item | 356.87
EMS100 | ELECTRICAL FITTING, RESECURE | Resecure miscellaneous electrical fittings: power outlets, light switches etc. | No. | 23.75
EMS150 | ELECTRICAL FITTING, REM OR REFIT | Temporarily remove or refit electrical outlet or fitting to allow other trade maintenance works, including making safe and intrim storage. One charge per visit per fitting. | No. | 26.75
EMS200 | BLANK PLATE, S&F | Remove radio aerial outlet or redundant electrical fitting and supply and fit blank face plate. | No. | 27.11
EMS210 | ELE CONVERSION PLATE, S&F | Supply and fit electric double gang conversion plate to enable use of single gang light switches and power outlets. | No. | 36.34
EMS220 | ELE FLUSH BOX, S&F/REPL | Supply and fit or replace electrical flush box. | No. | 14.65
EMS230 | ELE MOUNTING BLOCK, REPL | Replace electrical mounting block for surface mounted power outlet or light switch. | No. | 15.41
EMS240 | ELE JUNCTION BOX, S&F/REPL | Supply and fit or replace electrical junction box. | No. | 15.3
EMS300 | FAN/RGE HOOD, REM | Remove fan or range hood and supply and fit blank face plate with wiring termination. | No. | 130.56
EMS500 | CONNECT ELECTRICITY (TEMP) | Reconnect power supply for maintenance to occur and disconnect after completion. | No. | 77.72
EMS600 | FIRE ALARM, SERVICE | Service fire alarm. | $ | 1
EMS610 | FIRE DENYER, SERVICE | Service Fire Denyer alarm including maintenance and replacement parts. | $ | 1
EMS650 | ELE SMOKE ALARM, S&F/REPL | Supply and fit or replace hard wired electrical smoke alarm with lead, including connecting into existing junction box within ceiling space. Issue an Electrical Safety Certificate measured separately. | No. | 72.06
EMS660 | ELE SMOKE ALARM BASE, S&F | Supply and fit smoke alarm surface mounting base for hard wired electrical smoke alarm. | No. | 45.15
EMS670 | ELE 230V SMOKE ALARM, S&F | Supply and fit new hard wired electrical smoke alarm with lead, including connecting into new junction box and cabling within ceiling space and testing as part of a whole house 230v smoke alarm upgrade. Issue a Certificate of Compliance measured separately. | No. | 120.15
EMS672 | BATTERY S/ALARM 10 YEAR, S&F/REPL | Supply and fit or replace procured tamper proof 10 year battery powered smoke alarm and base. | No. | 46.52
EMS685 | BATTERY SMOKE ALARM, FIT | Refix battery powered smoke alarm and base. | No. | 11.59
EMS690 | SMOKE ALARMS, CLEAN & TEST | Clean and button test all smoke alarms (all types) within a rental property. | Item | 19.53
EMS710 | ELE SMOKE ALARM DENYER, S&F/REPL | Supply and fit or replace hard wired electrical smoke alarm system with separate controller, including integration with switchboard, concealed cabling, and one detector head. Issue a Certificate of Compliance measured separately. | No. | 1869
EMS720 | ELE SMOKE DTCTR DENYER, S&F/REPL | Supply and fit or replace hard wired electrical smoke detector connected to Fire Denyer system, including concealed cabling, and one detector head. Issue a Certificate of Compliance measured separately. | No. | 237.18
EMS800 | ELE POWER USED | Electric power used on rental property. | $ | 1
EMS900 | TV AERIAL, COMMUNAL, REP/REPL | Repair or replacement of TV aerial to communal properties | $ | 1
EPR100 | POWER OUTLET FIXED, REPL | Replace switched fixed wire power outlet. Issue an Electrical Safety Certificate measured separately. | No. | 33.78
EPR110 | POWER OUTLET DBLE, REPL | Replace switched double power outlet. Issue an Electrical Safety Certificate measured separately. | No. | 33.35
EPR150 | SWITCH EXT W/PROOF, REPL | Replace single exterior waterproof isolating switch. Issue an Electrical Safety Certificate measured separately. | No. | 115.48
EPR160 | DBL IP66 SWITCH, REPL | Replace double IP66 switch. Issue an Electrical Safety Certificate measured separately. | No. | 56.11
EPR200 | RGE WALL OUTLET, CONVERT | Replace electric range plugged socket outlet or convert from fixed wired wall outlet. (Make good fixed wired hole). Issue an Electrical Safety Certificate measured separately. | No. | 106.36
EPR210 | RGE WALL SWITCH, REPL | Replace range wall switch. Issue an Electrical Safety Certificate measured separately. | No. | 66.48
ERG050 | RGE ELE, INSP/REPT | Inspect electric range and provide report to Kainga Ora on condition, recommended remedial works and cost of work. Report to include age, projected life and serial number. | No. | 92.13
ERG200 | RGE ELE CIRCUIT, REWIRE | Rewire electric range circuit. (Single conductor) | No. | 42.31
ERG280 | RGE ELE FUSE WIRE, REPL | Replace electric range fuse wire. | No. | 7.94
ERG310 | RGE ELE SIMMERSTAT, REPL | Replace electric range element control unit (simmerstat). Reuse existing knob. Including Electrical Compliance Certificate. | No. | 97.59
ERG340 | RGE ELE OVEN THERMOSTAT, REPL | Replace electric range oven thermostat unit. Reuse existing knob. Including Electrical Compliance Certificate. | No. | 129.01
ERG350 | RGE ELE KNOB, REPL | Replace electric range control knob. | No. | 19.23
ERG360 | RGE ELE 6" ELEM, REPL | Replace electric range top 6" heating element including bowl and reflector if applicable to non Simpson range | No. | 135.02
ERG370 | RGE ELE 8" ELEM, REPL | Replace electric range top 8" heating element including bowl and reflector if applicable to non Simpson range | No. | 134.04
ERG380 | RGE ELE OVEN ELEM, REPL | Replace electric oven element (all types) to non Simpson range. | No. | 118.81
ERG390 | RGE ELE DR HINGES, REPL | Replace electric range oven door hinges to Simpson models of range | No. | 167.28
ERG400 | RGE ELE CONNECTOR BLK, REPL | Replace electric range oven element connector block and contacts to non Simpson range. Including Electrical Compliance Certificate. | No. | 93.12
ERG410 | RGE TRIM RING, REPL | Replace electric range top trim ring (all sizes) to non Simpson range | No. | 50.01
ERG440 | RGE OVEN RACK, REPL | Replace electric range oven rack to all types of range | No. | 59.16
ERG450 | RGE OVEN TRAY, REPL | Replace electric range oven tray to all types of range | No. | 60.97
ERG490 | RGE ELE ELEM CONNECTOR REPL | Replace electric range top heating element connector block and contacts on plug in type element. | No. | 163.61
ERG540 | RGE ELE OVEN LAMP, REPL | Replace electric range oven lamp. | No. | 30.3
ERG550 | RGE ELE NEON LIGHT, REPL | Replace electric range neon indicator light for oven or hob element control. | No. | 48.23
ERG600 | RGE ELE DR SEAL, REPL | Replace electric range oven door seal. | No. | 77.38
ERG800 | RGE ELE PLUG & LEAD, S&F | Supply and fit flexible connection to electric range, including new range plug. Including Electrical Compliance Certificate. | No. | 124.79
ERG805 | RGE ELE PLUG & LEAD, REFIX | Fit recycled plug and lead to electric range. Including Electrical Compliance Certificate. | No. | 38.5
ERG820 | RGE ELE, REM & RECONNECT | Remove and reconnect fixed wired electric range for access during floor laying and finishing operations. Including Electrical Compliance Certificate. | No. | 100.95
ERG830 | RGE ELE, ANTI TIP DEVICE, S&F | Supply and fit all components of an anti-tipping device as specified to existing range. | No. | 71.48
ERG840 | RGE ELE, DROP BOLT, S&F | Supply and fit drop bolt as specified to existing range. | No. | 27.96
ERG850 | RGE ELE, FIT | Fit electric range including anti-tipping device and drop bolt. Transportation of range from store and existing range to recycle, store or disposal as instructed. Including Electrical Compliance Certificate. | No. | 246.72
ERG855 | RGE ELE, NON STD FIT | Additional cost for installing non-procurement separate hob and oven. (1 charge per pair) | No. | 29.7
ERG860 | TEMPORARY COOKING FACILITIES | Provide temporary cooking facilities to tenants including temporary range or benchtop unit. | $ | 1
ERG940 | RGE ELE 540MM, SUPPLY | Supply 540 wide electric range. (Procurement product) | No. | 775.57
ERG960 | RGE ELE 600MM, SUPPLY | Supply 600 wide electric range. (Procurement product) | No. | 787.58
ERS520 | RGE ELE 3U 6" ELEM, REPL | Replace electric range top 6" heating element to Columbo 3U Series or later. | No. | 94.24
ERS540 | RGE ELE 3U 8" ELEM, REPL | Replace electric range top 8" heating element to Columbo 3U Series or later. | No. | 98.51
ERS560 | RGE ELE 3U 6" BOWL, REPL | Replace electric range top 6" element bowl to Columbo 3U Series or later. | No. | 45.24
ERS580 | RGE ELE 3U 8" BOWL, REPL | Replace electric range top 8" element bowl to Columbo 3U Series or later. | No. | 40.73
ERS600 | RGE ELE 3U GRILLE ELEM, REPL | Replace electric range oven grille element to Columbo 3U Series or later. | No. | 106.36
ERS620 | RGE ELE 3U BOTTOM ELEM, REPL | Replace electric range oven bottom element to Columbo 3U Series or later. | No. | 116.71
ERS640 | RGE ELE 3U LAMP GLASS, REPL | Replace electric range oven lamp glass and holder to Columbo 3U Series or later. | No. | 75.01
ERS650 | RGE ELE 4U OVEN DOOR | Repair oven door by rebonding new hinges to Columbo 4U601W, PAK130W, GUK512WNG or later. | No. | 132
ERS660 | RGE ELE 3U APPL SOCKET, REPL | Replace electric range oven appliance socket base and switch to Columbo 3U Series or later. | No. | 74.85
ERS670 | RGE ELE 3U SIDE PLATE, REPL | Replace electric range oven appliance cover plate that covers the power outlet to the side of Columbo 3U Series or later. | No. | 31.42
ERS680 | RGE ELE 3U CONNECT BLOCK, REPL | Replace electric range oven connector block assembly to Columbo 3U Series or later. | No. | 102.1
ERS690 | RGE ELE CERAMIC FUSE, REPL | Replace electric range ceramic fuse. | No. | 13.72
ESE500 | PV SYSTEM INSPECT/REPAIR | Inspect and report, or repair of photovoltaic energy system. (Quotation required) | $ | 1
FAA100 | FLOORING DAYWORK, LABOUR | Flooring daywork hourly rate, (worked hour). Rate to include allowances for: travel and establishment time, down time, overtime, holiday pay, insurances, levies, handtools, small plant items, minor consumables, overheads and profit. | Hr | 53.5028
FAA150 | FLOORING DAYWORKS, VINYL, LABOUR | Vinyl flooring daywork hourly rate, (worked hour). Rate to include allowances for: travel and establishment time, down time, overtime, holiday pay, insurances, levies, handtools, small plant items, minor consumables, overheads and profit. | Hr | 57.061
FAA200 | FLOORING DAYWORK, MATERIAL | Cost of materials purchased and plant hired by Contractor for flooring daywork items. Cost to be recorded inclusive of GST and contractor margin. | $ | 1
FCA100 | CARPET, REM | Take up and remove existing carpet and underlay if necessary, all types, and leave substrate ready for new flooring. | M2 | 7.9872
FCA120 | CARPET PATCH | Cut out damaged patch in carpet not exceeding 600 x 600, and replace with matching carpet if possible. Including making good junction to existing carpet. | No. | 39.5063
FCA160 | CARPET, SEAM TAPE & REPR | Tape and repair carpet seam. | M | 11.309
FCA180 | CARPET, RESTRETCH | Re-stretch existing carpet using a power stretcher. | M2 | 4.7515
FCA200 | CARPET, UPLIFT & RELAY | Uplift and relay existing carpet and underlay. | M2 | 24.6713
FCA300 | CARPET, LAY | Supply and lay carpet, including floor preparation, smoothedge and threshold strips. | M2 | 44.0643
FCA400 | CARPET UNDERLAY, LAY | Supply and lay new carpet underlay. | M2 | 10.7715
FCA500 | CARPET TO STAIRS, LAY | Supply and lay carpet to stairs, including floor preparation. (measured as total area of treads and risers) | M2 | 64.6183
FMS100 | FL THRESHOLD STRIP TO DR, S&F | Supply and fit metal threshold strip to single doorway. | No. | 17.2752
FMS110 | FL THRESHOLD STRIP, S&F | Supply and fit metal threshold strip to edge of flooring. | M | 17.8773
FMS120 | FL BEVEL EDGE STRIP, S&F | Supply and fit 5mm bevel edge reducing strip under edge of flooring. | M | 15.265
FMS150 | FL COVERING UNDERLAY, S&F | Supply and fit 5.2mm Plywood overlay to existing floor. Prepare, as required, to form a sound and even surface for laying of vinyl. | M2 | 49.9015
FMS200 | FL LEVELING COMPOUND, LAY | Supply and lay floor levelling compound and prepare surface for vinyl flooring. | M2 | 46.7948
FMS500 | FL ANTI SLIP TREATMENT | Provide slip resistant treatment to exterior deck or walkway. (Quotation required for each Job). | $ | 1
FMS600 | FURNITURE RELOCATE | Costs associated in moving any and all furniture items from a room when required to lay flooring. Includes returning furniture to original locations. Charged per room, not to be used in the kitchen, WC closet, bathroom or laundry. | No. | 76.0885
FPO100 | SAND & 3 COATS POLYURETHANE | Sand and 3 coats polyurethane to particleboard, plywood or timber floor, or stair tread and riser. | M2 | 65.6395
FPO200 | SAND TIM FL | Sand timber floor. | M2 | 20.726
FVN100 | VINYL, REM | Remove vinyl floor covering (non asbestos) and underlay where required, and leave ready to receive new floor covering. | M2 | 12.7172
FVN120 | VINYL PATCH | Cut out damaged patch in vinyl not exceeding 600 x 600, and replace with matching vinyl if possible. Including making good junction to existing carpet. | No. | 66.9832
FVN150 | VINYL JOINT, REPR | Weld and repair joint in existing vinyl flooring, including regluing and applying sealer as required. | M | 32.7015
FVN200 | VINYL <=4M2, LAY | Supply and lay sheet vinyl flooring not exceeding 4.0m² per room, including floor preparation, penetrations and welding of joints. | M2 | 78.6578
FVN210 | VINYL >4M2, LAY | Supply and lay sheet vinyl flooring exceeding 4.0m² per room, including floor preparation, penetrations and welding of joints. | M2 | 64.0915
FVN300 | VINYL NON SLIP, LAY | Supply and lay non-slip vinyl flooring, including floor preparation, penetrations, welding of joints and water tight detail around floor drain. | M2 | 93.8152
FVN350 | VINYL NON SLIP INSERT | Supply and lay non-slip vinyl flooring as an insert at entrance ways including removing existing floor covering, cutting in new panel and threshold bars. | M2 | 141.212
FVN500 | VINYL 100MM HIGH SKIRTING, LAY | Supply and lay 100 high coved skirting to new sheet vinyl flooring. | M | 24.2843
FVN510 | VINYL NON-SLIP 150MM HIGH SKIRTING, LAY | Supply and lay 150 high coved skirting to new non-slip sheet vinyl flooring. | M | 27.2835
FVN550 | VINYL, AL COVE CAPPING | Supply and fix aluminium cove capping to coved skirting. | M | 25.628
GAA100 | GLAZING DAYWORK, LABOUR | Glazing daywork hourly rate, (worked hour). Rate to include allowances for: travel and establishment time, down time, overtime, holiday pay, insurances, levies, handtools, small plant items, minor consumables, overheads and profit. | Hr | 67.4
GAA200 | GLAZING DAYWORK, MATERIAL | Cost of materials purchased and plant hired by Contractor for glazing daywork items. Cost to be recorded inclusive of GST and contractor margin. | $ | 1
GAD200 | GLASS CLR STY, AL DR <=.4M2 | Reglaze aluminium door, clear safety glass, in panes not exceeding 0.4m². | No. | 155.94
GAD210 | GLASS CLR STY, AL DR .4-.8M2 | Reglaze aluminium door, clear safety glass, in panes exceeding 0.4m² but not exceeding 0.8m². | No. | 268.89
GAD220 | GLASS CLR STY, AL DR .8-1.5M2 | Reglaze aluminium door, clear safety glass, in panes exceeding 0.8m² but not exceeding 1.5m². | No. | 457.16
GAD230 | GLASS CLR STY, AL DR >1.5M2 | Reglaze aluminium door, clear safety glass, in panes exceeding 1.5m². | M2 | 437.08
GAD600 | GLASS OBS STY, AL DR <=.4M2 | Reglaze aluminium door, obscure safety glass, in panes not exceeding 0.4m². | No. | 163.82
GAD610 | GLASS OBS STY, AL DR .4-.8M2 | Reglaze aluminium door, obscure safety glass, in panes exceeding 0.4m² but not exceeding 0.8m². | No. | 277.91
GAD620 | GLASS OBS STY, AL DR .8-1.5M2 | Reglaze aluminium door, obscure safety glass, in panes exceeding 0.8m² but not exceeding 1.5m². | No. | 457.21
GAW100 | GLASS CLR, AL WN <=.4M2 | Reglaze aluminium window, clear glass, in panes not exceeding 0.4m². | No. | 92.93
GAW200 | GLASS CLR STY, AL WN <=.4M2 | Reglaze aluminium window, clear safety glass, in panes not exceeding 0.4m². | No. | 155.94
GAW210 | GLASS CLR STY, AL WN .4-.8M2 | Reglaze aluminium window, clear safety glass, in panes exceeding 0.4m² but not exceeding 0.8m². | No. | 262.15
GAW220 | GLASS CLR STY, AL WN .8-1.5M2 | Reglaze aluminium window, clear safety glass, in panes exceeding 0.8m² but not exceeding 1.5m². | No. | 436.56
GAW230 | GLASS CLR STY, AL WN >1.5M2 | Reglaze aluminium window, clear safety glass, in panes exceeding 1.5m². | M2 | 418.35
GAW500 | GLASS OBS, AL WN <=.4M2 | Reglaze aluminium window, obscure glass, in panes not exceeding 0.4m². | No. | 90.7
GAW520 | GLASS OBS STY, AL WN <=.4M2 | Reglaze aluminium window, obscure safety glass, in panes not exceeding 0.4m². | No. | 163.82
GAW530 | GLASS OBS STY, AL WN .4-.8M2 | Reglaze aluminium window, obscure safety glass, in panes exceeding 0.4m² but not exceeding 0.8m². | No. | 277.91
GAW600 | GLASS LOUVRE 150 WIDE | Supply and fit clear or obscure glass louvre blade 150 wide to louvre fitting. | No. | 34.25
GAW610 | GLASS STY, LOUVRE 150 WIDE | Supply and fit clear or obscure safety glass louvre blade 150 wide to louvre fitting. | No. | 42.12
GAW620 | GLASS LOUVRE <=4 BLADE, REPL | Replace set of louvre window fittings complete into timber or aluminium surround, not exceeding 4 blades. Reuse existing glass. | No. | 847.67
GAW630 | GLASS LOUVRE >4 BLADE, REPL | Replace set of window louvre fittings complete into timber or aluminium surround, exceeding 4 blades. Reuse existing glass. | No. | 1069.13
GDG050 | GLASS, DOUBLE GLAZING | Reglaze window or door with double glazing. (Quotation required for each Job) | $ | 1
GMR100 | MIRROR UP <=0.4M2, REPL | Replace mirror not exceeding 0.4m² to bathroom wall or cabinet, including support rails and fixings where required. | No. | 186.17
GMR110 | MIRROR 0.4-0.8M2, REPL | Replace mirror exceeding 0.4m² but not exceeding 0.8m² to bathroom wall or cabinet, including support rails and fixings where required. | No. | 440.25
GMS400 | GLASS AL RUBBER GASKET, REPL | Replace interior or exterior neoprene gasket to aluminium joinery. | M | 19.08
GMS500 | GLASS SPRIG AND REPUTTY SASH | Sprig and reputty sash glazing, including clean and prime rebate. | M | 28.92
GMS610 | GLASS ADHESIVE VISION RAIL | Supply and fit adhesive vision rail to ranch slider door. | No. | 56.5
GTD200 | GLASS CLR STY, TIM DR <=.4M2 | Reglaze timber door, clear safety glass, in panes not exceeding 0.4m². | No. | 171.61
GTD210 | GLASS CLR STY, TIM DR .4-.8M2 | Reglaze timber door, clear safety glass, in panes exceeding 0.4m² but not exceeding 0.8m². | No. | 296.08
GTD220 | GLASS CLR STY, TM DR .8-1.5M2 | Reglaze timber door, clear safety glass, in panes exceeding 0.8m² but not exceeding 1.5m². | No. | 502.53
GTD300 | GLASS CLR GW, TIM DR | Reglaze timber door, clear georgian wired glass. | M2 | 714.85
GTD600 | GLASS OBS STY, TIM DR <=.4M2 | Reglaze timber door, obscure safety glass, in panes not exceeding 0.4m². | No. | 179.5
GTD610 | GLASS OBS STY, TIM DR .4-.8M2 | Reglaze timber door, obscure safety glass, in panes exceeding 0.4m² but not exceeding 0.8m². | No. | 311.83
GTD620 | GLASS OBS STY, TM DR .8-1.5M2 | Reglaze timber door, obscure safety glass, in panes exceeding 0.8m² but not exceeding 1.5m². | No. | 531.42
GTW100 | GLASS CLR, TIM WIN <=.4M2 | Reglaze timber window, clear glass, in panes not exceeding 0.4m². | No. | 105.02
GTW200 | GLASS CLR STY, TIM WIN <=.4M2 | Reglaze timber window, clear safety glass, in panes not exceeding 0.4m². | No. | 171.61
GTW210 | GLASS CLR STY, TIM WIN .4-.8M2 | Reglaze timber window, clear safety glass, in panes exceeding 0.4m² but not exceeding 0.8m². | No. | 296.08
GTW220 | GLASS CLR STY TIM WIN .8-1.5M2 | Reglaze timber window, clear safety glass, in panes exceeding 0.8m² but not exceeding 1.5m². | No. | 502.53
GTW230 | GLASS CLR STY, TIM WIN >1.5M2 | Reglaze timber window, clear safety glass, in panes exceeding 1.5m². | M2 | 467.34
GTW500 | GLASS OBS, TIM WIN <=.4M2 | Reglaze timber window, obscure glass, in panes not exceeding 0.4m². | No. | 114.02
GTW600 | GLASS OBS STY, TIM WIN <=.4M2 | Reglaze timber window, obscure safety glass, in panes not exceeding 0.4m². | No. | 179.5
GTW610 | GLASS OBS STY, TIM WIN .4-.8M2 | Reglaze timber window, obscure safety glass, in panes exceeding 0.4m² but not exceeding 0.8m². | No. | 311.83
HAA100 | HEATER DAYWORK, LABOUR | Heater repair daywork hourly rate, (worked hour). Rate to include allowances for: travel and establishment time, down time, overtime, holiday pay, insurances, levies, handtools, small plant items, minor consumables, overheads and profit. | Hr | 61.55
HAA200 | HEATER DAYWORK, MATERIAL | Cost of materials purchased and plant hired by Contractor for heater daywork items. Cost to be recorded inclusive of GST and contractor margin. | $ | 1
HCH100 | CHMNY, SWEEP | Sweep chimney, including use of harness if required. | No. | 152.66
HOF050 | FIREPLACE, INSP/REPT | Inspect open fire, surround and chimney, and provide report to Kainga Ora on overall condition, recommended remedial works and cost of work. | Item | 78.79
HOF100 | FIREPLACE ASH TRAY, REPL | Replace open fire ash tray. | No. | 106.24
HOF110 | FIREPLACE GRATE, REPL | Replace open fire grate. | No. | 149.43
HOF150 | FIREPLACE TILING, REPL | Replace ceramic tiles to fireplace hearth or surround. | M2 | 374.96
HOF160 | FIREPLACE <=5 BRICKS, REBRICK | Rebrick part of fire back and hobs, not exceeding 5 bricks. | Item | 251.94
HOF165 | FIREPLACE 6-10 BRICKS, REBRICK | Rebrick part of fire back and hobs, exceeding 5 bricks but not exceeding 10 bricks. | Item | 355.2
HOF200 | FIREPLACE, REM | Remove open fire, surround and chimney complete. Making good floor, wall, ceiling and roof penetrations measured separately. | $ | 1
HSF050 | HEATER S/FUEL, INSP/REPT | Inspect solid fuel heater and provide report to Kainga Ora on condition, recommended remedial works and cost of work. | Item | 106.15
HSF100 | HEATER S/FUEL, REM | Remove solid fuel heater and flue complete. Making good hearth, wall and ceiling/roof penetrations measured separately. | No. | 441.11
HSF110 | HEATER S/FUEL DR GLASS, REPL | Replace door glass to solid fuel heater. | No. | 254.66
HSF120 | HEATER S/FUEL, BRICKS REPL | Replace fire brick lining to solid fuel heater. | $ | 1
HSF130 | HEATER S/FUEL, DR SEAL REPL | Replace door seal to solid fuel heater. | No. | 40.8
HSF140 | HEATER S/FUEL, HANDLE REPL | Replace door handle/knob to solid fuel heater. | No. | 19.39
HSF150 | HEATER S/FUEL, BAFFLE REPL | Replace internal baffle to solid fuel heater. | No. | 182.9
HSF160 | HEATER S/FUEL, AIR TUBE REPL | Replace air tube to solid fuel heater. | No. | 96.29
HSF250 | HEATER S/FUEL FLUE, REPL | Replace flue for solid fuel heater, including the replacement of roof flashings. | No. | 1821.08
HSF310 | HEATER WDBNR F/STND DRAW, SUPPLY | Supply only freestanding woodburner heater with drawer and flue. Excludes Building Consent fee, flue extension, roof flashing material, provision of or alteration to hearth, walls or ceiling. Property Owner:___________ Lot No.:___________ DP No.:____________ | No. | 2643.85
HSF315 | HEATER WDBNR F/STND WBOX, SUPPLY | Supply only freestanding woodburner heater with woodbox and flue. Excludes Building Consent fee, flue extension, roof flashing material, provision of or alteration to hearth, walls or ceiling. Property Owner:___________ Lot No.:___________ DP No.:____________ | No. | 2298.85
HSF420 | HEATER WDBNR CLEAN INBUILT SUPPLY | Supply only in-built clean-air woodburner heater and flue. Excludes Building Consent fee, flue extension, roof flashing material, provision of or alteration to hearth, walls or ceiling. Property Owner:___________ Lot No.:___________ DP No.:____________ | No. | 1953.85
HSF430 | HEATER WDBNR ROT/CHCH/OT INBUILT SUPPLY | Supply only in-built clean-air woodburner heater and flue for Rotorua, Christchurch and Central Otago ULEB Zones ONLY. Excludes Building Consent fee, flue extension, roof flashing material, provision of or alteration to hearth, walls or ceiling. Property Owner:___________ Lot No.:___________ DP No.:____________ | No. | 3621.35
HSF450 | HEATER WDBNR WETBACK ONLY, SUPPLY | Supply only wetback to suit freestanding woodburner. Excludes Building Consent fee, flue extension, roof flashing material, provision of or alteration to hearth, walls or ceiling. Property Owner:___________ Lot No.:___________ DP No.:___________ | No. | 201.25
HSF500 | SOLID FUEL HEATER F/STND, FIT | Fit freestanding solid fuel heater and flue. Excludes Building Consent fee, flue extension, roof flashing material, provision of or alteration to hearth, walls or ceiling. Property Owner:___________ Lot No.:___________ DP No.:____________ | No. | 1038.43
HSF510 | SOLID FUEL HEATER INBUILT, FIT | Fit in-built solid fuel heater and flue. Excludes Building Consent fee, flue extension, roof flashing material, provision of or alteration to hearth, walls or ceiling. Property Owner:___________ Lot No.:___________ DP No.:____________ | No. | 1029.11
HSF700 | HEATER S/FUEL BUILDERS WORK | Builders work associated with the supply and fit of wood burner heater and flue. Includes Building Consent fee, flue extension, roof flashing, provision of or alteration to hearth, walls or ceiling. (Quotation required for each Job). | $ | 1
KAA100 | CLEANING DAYWORK, LABOUR | Cleaning daywork hourly rate, (worked hour). Rate to include allowances for: travel and establishment time, down time, overtime, holiday pay, insurances, levies, handtools, small plant items, minor consumables, overheads and profit. | Hr | 33.84
KAA200 | CLEANING DAYWORK, MATERIAL | Cost of materials purchased and plant hired by Contractor for cleaning daywork items. Cost to be recorded inclusive of GST and contractor margin. | $ | 1
KCH010 | PRE-SCOPE DISINFECT HSE <=2 BEDRM | Disinfect interior of up to two bedroom vacant house by wiping down doors, window catches and sills, light switches, benches, bathroom, kitchen and laundry fittings. Includes single use PPE, cloths, etc and disposal. ONLY FOR USE WHEN SPECIFICALLY INSTRUCTED. | No. | 35.03
KCH020 | PRE-SCOPE DISINFECT HSE 2 - 5 BEDRM | Disinfect interior of vacant house exceeding 2 bedrms but not exceeding 5 bedrms by wiping down doors, window catches and sills, light switches, benches, bathroom, kitchen and laundry fittings. Includes single use PPE, cloths, etc and disposal. ONLY FOR USE WHEN SPECIFICALLY INSTRUCTED. | No. | 51.39
KCH030 | PRE-SCOPE DISINFECT HSE >5 BEDRM | Disinfect interior of vacant house exceeding 5 bedrms by wiping down doors, window catches and sills, light switches, benches, bathroom, kitchen and laundry fittings. Includes single use PPE, cloths, etc and disposal. ONLY FOR USE WHEN SPECIFICALLY INSTRUCTED. | No. | 67.75
KCH050 | RUBBISH INT, REM | Remove and dispose of rubbish from interior of house and/or garage/shed/sub-floor etc. | M3 | 105.31
KCH100 | CLEAN LIVING AREA | Clean surfaces of living area room in vacant house by fully washing and vacuuming, including floor, walls, ceiling, windows, fittings, fixtures, wardrobes and cupboards. | No. | 62.1
KCH105 | CLEAN REDEC LIVING AREA | Clean by washing or vacuuming the floor, glass, and interior of cupboards and wardrobes of living area room in vacant house. To be used only after complete room redecoration. | No. | 43.21
KCH110 | CLEAN SERVICE AREA | Clean surfaces of service area room in vacant house by fully washing, including floor, walls, ceiling, windows, vents, fittings, fixtures, sanitary fittings and interior of cupboards. Excludes range and interior of kitchen cupboards. | No. | 76.61
KCH115 | CLEAN REDEC SERVICE AREA | Clean by washing floor, glass, fittings, fixtures, sanitary fittings and interior of cupboards of service area room in vacant house. Excludes range and interior of kitchen cupboards. To be used only after complete room redecoration. | No. | 54.11
KCH140 | CLEAN COMMUNAL AREA | Clean surfaces of communal areas by fully washing and vacuuming as appropriate and agreed, including floor, walls, ceiling, windows, fittings, fixtures, cupboards, lifts, stairwells, rooms, garbage chutes. Remove all general waste. Report all defects and hazards to Kainga Ora including photographs. | $ | 1
KCH150 | CLEAN WHOLE HSE <=2 BEDRM, MJR | Major clean interior of up to two bedroom vacant house by fully washing and vacuuming, including floor, walls, ceiling, windows, all fittings, fixtures, wardrobes, cupboards and rubbish/recycling bins. Excludes range, extract, interior of kitchen cupboards and rubbish removal. | No. | 378.2
KCH160 | CLEAN WHOLE HSE 2 - 5 BEDRM, MJR | Major clean interior of vacant house exceeding 2 bedrms but not exceeding 5 bedrms by fully washing and vacuuming, including floor, walls, ceiling, windows, all fittings, fixtures, wardrobes, cupboards and rubbish/recycling bins. Excludes range, extract, interior of kitchen cupboards and rubbish removal. | No. | 561.78
KCH165 | CLEAN WHOLE HSE >5 BEDRM, MJR | Major clean interior of vacant house exceeding 5 bedrms by fully washing and vacuuming, including floor, walls, ceiling, windows, all fittings, fixtures, wardrobes, cupboards and rubbish/recycling bins. Excludes range, extract, interior of kitchen cupboards and rubbish removal. | Item | 745.34
KCH170 | CLEAN WHOLE HSE <=2 BEDRM, MNR | Minor clean interior of up to two bedroom vacant house by washing and vacuuming, including floor, walls, ceiling, windows, all fittings, fixtures, wardrobes, cupboards and rubbish/recycling bins. Excludes range, extract, interior of kitchen cupboards and rubbish removal. | No. | 265.4
KCH180 | CLEAN WHOLE HSE 2 - 5 BEDRM, MNR | Minor clean interior of vacant house exceeding 2 bedrms but not exceeding 5 bedrms by washing and vacuuming, including floor, walls, ceiling, windows, all fittings, fixtures, wardrobes, cupboards and rubbish/recycling bins. Excludes range, extract, interior of kitchen cupboards and rubbish removal. | No. | 373.76
KCH185 | CLEAN WHOLE HSE >5 BEDRM, MNR | Minor clean interior of vacant house exceeding 5 bedrms by washing and vacuuming, including floor, walls, ceiling, windows, all fittings, fixtures, wardrobes, cupboards and rubbish/recycling bins. Excludes range, extract, interior of kitchen cupboards and rubbish removal. | Item | 482.14
KCH200 | CLEAN KITCHEN BENCHES | Clean and scrub all kitchen benches with detergent, disinfectant and hot water. | Item | 14.73
KCH210 | CLEAN KITCHEN CUPBOARDS | Clean and scrub all kitchen cupboards with detergent, disinfectant and hot water both internally and externally, including removal of old lining paper. | Item | 81.39
KCH220 | CLEAN SERVICE ROOM FITTINGS | Clean and scrub all sanitary fittings and the interior of cupboards in all service area rooms, (excluding kitchen), with detergent, disinfectant and hot water. | Item | 85.85
KCH250 | CLEAN STOVE, MINOR | Dismantle, clean and reassemble gas or electric stove. | No. | 82.27
KCH260 | CLEAN STOVE, MAJOR | Unscrew and/or disassemble gas or electric stove as required, including disconnection by electrician or gas fitter, carry out major clean and reassemble. | No. | 131.02
KCH270 | RANGEHOOD CLEAN/MAINT | Maintain rangehood including cleaning filter and all accessible surfaces of rangehood. | No. | 41.65
KCH300 | CLEAN AND SCRUB FL | Clean and scrub service or living area room floor with detergent, disinfectant and hot water. | M2 | 7.1
KCH330 | VINYL STRIP, RESEAL & POLISH | Strip surface of existing vinyl flooring, reseal and polish. | M2 | 24.3
KCH350 | CLEAN CARPET, VACUUM | Vacuum clean carpet of living area room. | M2 | 1.13
KCH360 | CLEAN CARPET, COMMERCIAL | Hot water extraction clean carpet of living area room, removing stains with an approved stain remover. | M2 | 5.11
KCH380 | CARPET, DRY | Dry carpet using wet and dry vacuum and air blower. | M2 | 18.14
KCH400 | CLEAN WINDOWS, ROOM | Clean internal surface of windows in room. | No. | 10.86
KCH505 | CURTAIN WASH, TRIPLE WEAVE | Take down curtains, remove hooks, gentle machine wash, dry, lightly iron, re-gather where necessary and rehang. | M2 | 26.22
KCH520 | CURTAIN WASH, READYMADE | Take down curtains, remove hooks, clean in accordance with care instructions, re-gather where necessary and rehang. | $ | 1
KCX100 | CLEAN EXT WALLS HSE, 1 STY | Clean exterior walls, trim, windows, external face of spouting, soffits, porches (including those enclosed by a fly screen or storm door) etc of single storey house. | No. | 229.2
KCX110 | CLEAN EXT WALLS HSE, 2 STY | Clean exterior walls, trim, windows, external face of spouting, soffits, porches (including those enclosed by a fly screen or storm door) etc of two storey house. | No. | 343.82
KCX150 | CLEAN EXT, COMMUNAL | Clean exterior of complex/communal building including washing of all cladding, trim, windows, walls, balustrades, balconies, soffits, spouting and downpipes. | $ | 1
KCX200 | CLEAN EXT PORCH | Clean and wash down all surfaces of exterior porch area in vacant house. | No. | 40.35
KCX210 | CLEAN EXT SHED/GARAGE <=25M2 | Clean all surfaces and sweep out of shed/garage not exceeding 25m2 in vacant property. | No. | 14.56
KCX220 | CLEAN EXT SHED/GARAGE 25 - 50M2 | Clean all surfaces and sweep out of shed/garage exceeding 25m2 but not exceeding 50m2 in vacant property. | Item | 21.86
KCX250 | WATERBLAST PATH/DRIVE | Clean by waterblasting horizontal surfaces including paths, driveways, concrete patios and steps. | M2 | 7.19
KCX300 | CLEAN EXT WINDOWS, 2 STY | Clean exterior windows of two storey house. | No. | 100.98
KCX310 | CLEAN EXT WINDOWS, 1 STY | Clean exterior windows of single storey house. | No. | 75.36
KCX320 | CLEAN EXT WINDOWS, COMMUNAL | Clean and polish all windows of a complex/communal building. Report any building/window defects to Kainga Ora. | $ | 1
OSC100 | EDGE PROTECTION | Working at height edge protection when required to comply with H&S Regulations. Rate for rental. Refer to method of measurement for rules and measurement. One charge per property. | M | 25.85
OSC110 | EDGE PROTECTION ESTAB | Working at height edge protection when required to comply with H&S Regulations. Rate includes for all costs including erection, dismantling and cartage. Includes for the provision of photo evidence of compliant structure provided and stored by the Head Contractor. Refer to method of measurement for rules and measurement. One charge per property. | Item | 510.44
OSC120 | SCAFFOLDING | Scaffolding to exterior of property when working platform is required above 3m. Rate for rental. Refer to method of measurement for rules & measurement. One charge per property. | M2 | 14.87
OSC130 | SCAFFOLDING ESTAB | Scaffolding to exterior of property when working platform is required above 3m. Rate incl erection, dismantling, & cartage. Includes for the provision of photo evidence of compliant structure provided and stored by the Head Contractor. Refer to method of measurement for rules & measurement. One charge per property. | Item | 1169.5
PAA100 | PLUMBING DAYWORK, LABOUR | Plumbing daywork hourly rate, (worked hour). Rate to include allowances for: travel and establishment time, down time, overtime, holiday pay, insurances, levies, handtools, small plant items, minor consumables, overheads and profit. | Hr | 79.63
PAA200 | PLUMBING DAYWORK, MATERIAL | Cost of materials purchased and plant hired by Contractor for plumbing daywork items. Cost to be recorded inclusive of GST and contractor margin. | $ | 1
PAA300 | DRAINAGE DAYWORK, LABOUR | Drainage daywork hourly rate, (worked hour). Rate to include allowances for: travel and establishment time, down time, overtime, holiday pay, insurances, levies, handtools, small plant items, minor consumables, overheads and profit. | Hr | 79.63
PAA400 | DRAINAGE DAYWORK, MATERIAL | Cost of materials purchased and plant hired by Contractor for drainage daywork items. Cost to be recorded inclusive of GST and contractor margin. | $ | 1
PBA050 | BATH, REM | Remove bath and terminate plumbing. | No. | 169.73
PBA100 | BATH, REPL | Replace bath, including waste outlet and trap. Connect to existing waste pipework. | No. | 624.02
PBA150 | BATH, RESURFACE | Partial or complete resurface to existing enamel on steel bath. | No. | 770.9
PBA250 | BATH, RELOCATE PIPE WORK | Relocate taps, supply pipes, waste pipe and trap to a new bath position 90 degrees or 180 degrees from original position. | No. | 309.18
PBA500 | SHUBB, REPL | Replace shubb, including waste outlet. Connect to existing waste pipework. | No. | 1120.18
PBT100 | SINK BENCH SS STD, REPL | Replace standard length stainless steel sink bench, including upstands and waste outlet, 1525, 1675 or 1825 long. Connect to existing supply and waste pipework. Reuse existing taps to be charged separately. | No. | 859.38
PBT110 | SINK BENCH SS 1200-1500, REPL | Replace non standard length stainless steel sink bench, including upstands and waste outlet, exceeding 1200 long but not exceeding 1500 long. Connect to existing supply and waste pipework. Reuse existing taps to be charged separately. | No. | 1586.01
PBT120 | SINK BENCH SS 1500-1800, REPL | Replace non standard length stainless steel sink bench, including upstands and waste outlet, exceeding 1500 long but not exceeding 1800 long. Connect to existing supply and waste pipework. Reuse existing taps to be charged separately. | No. | 1792.4
PBT130 | SINK BENCH SS 1800-2100, REPL | Replace non standard length stainless steel sink bench, including upstands and waste outlet, exceeding 1800 long but not exceeding 2100 long. Connect to existing supply and waste pipework. Reuse existing taps to be charged separately. | No. | 1970.53
PDN050 | DRAINAGE, INSP/REPT | Inspect soil or stormwater drainage system and provide report to Kainga Ora on overall condition, recommended remedial works and cost of work. | No. | 91.37
PDN150 | DRAINAGE <=5M, DVD INSPECT | Inspect soil or stormwater drainage system using DVD equipment over length of less than 5.0m and provide report to Kainga Ora on overall condition, recommended remedial works and cost of work. | No. | 338.81
PDN160 | DRAINAGE >5M, DVD INSPECT | Inspect soil or stormwater drainage system using DVD equipment over length of greater than 5.0m and provide report to Kainga Ora on overall condition, recommended remedial works and cost of work. (Charge 1.5 if both sewer and stormwater are inspected) | No. | 495.37
PDN220 | DRAIN, CLEAR | Clear blocked drain including gully trap, by plunging, rodding or machine, including clean up and making good. | No. | 286.83
PDN230 | CHANNEL DRAIN, CLEAN | Clean out channel drain and sump of debris and dispose of debris from site. | M | 3.62
PDN250 | GULLY TRAP CLEAR BLOCK-PLUNGE | Plunge blocked gully trap to clear. | No. | 66.36
PDN260 | SEPTIC TANK, EMPTY | Empty septic tank and dispose of effluent at an approved site. | $ | 1
PDN300 | SEPTIC TANK, REPORT | Check condition of tank, accessories, grease traps, soakage/disposal fields and pumps for any damage/defects. Complete Septic Tank Service Report and submit to Kainga Ora with recommended scope of repairs if required. | $ | 1
PDN500 | DRAIN SEWER 100DIA <=5M, REPL | Replace section of 100 dia sewer drain over length of less than 5.0 metres, including pipe, all fittings, excavating trench, stockpile topsoil and grass, backfilling, making good including reseeding as required. | M | 149.16
PDN505 | DRAIN SEWER 100DIA >5M, REPL | Replace section of 100 dia sewer drain over length of greater than 5.0 metres, including pipe, all fittings, excavating trench, stockpile topsoil and grass, backfilling, making good including reseeding as required. | M | 111.15
PDN510 | DRAIN SEWER 150DIA <=5M, REPL | Replace section of 150 dia sewer drain over length of less than 5.0 metres, including pipe, all fittings, excavating trench, stockpile topsoil and grass, backfilling, making good including reseeding as required. | M | 188.58
PDN515 | DRAIN SEWER 150DIA >5M, REPL | Replace section of 150 dia sewer drain over length of greater than 5.0 metres, including pipe, all fittings, excavating trench, stockpile topsoil and grass, backfilling, making good including reseeding as required. | M | 153.51
PDN600 | DRAIN STORM/W 100DIA <=5M, REPL | Replace section of 100 dia stormwater drain over length of less than 5.0 metres, including pipe, all fittings, excavating trench, stockpile topsoil and grass, backfilling, making good including reseeding as required. | M | 141.22
PDN605 | DRAIN STORM/W 100DIA >5M, REPL | Replace section of 100 dia stormwater drain over length of greater than 5.0 metres, including pipe, all fittings, excavating trench, stockpile topsoil and grass, backfilling, making good including reseeding as required. | M | 111.06
PDN610 | DRAIN STORM/W 150DIA <=5M, REPL | Replace section of 150 dia stormwater drain over length of less than 5.0 metres, including pipe, all fittings, excavating trench, stockpile topsoil and grass, backfilling, making good including reseeding as required. | M | 187.36
PDN615 | DRAIN STORM/W 150DIA >5M, REPL | Replace section of 150 dia stormwater drain over length of greater than 5.0 metres, including pipe, all fittings, excavating trench, stockpile topsoil and grass, backfilling, making good including reseeding as required. | M | 153.43
PDN650 | DRAIN COIL 110MM PIPE, S&F | Supply and fit 110 dia perforated coil drain, including excavating trench, stockpile topsoil and grass, backfilling with free draining material and filter sock, making good including reseeding as required. | M | 95.11
PDN680 | CHANNEL DRAIN, S&F | Supply and lay plastic channel drain and grate, including excavating trench, haunching and backfilling with free draining material. | M | 426.01
PDN700 | GULLY TRAP, REPL | Replace gully trap, collection chamber and grate, including concrete surround and connection to existing riser pipe. | No. | 420.99
PDN705 | GULLY TRAP DISH, REPL | Replace gully trap dish. | No. | 201.32
PDN710 | GULLY TRAP, RAISE 75MM | Raise gully tray by 75mm, including extending drain. | No. | 75.21
PDN720 | GULLY TRAP SUMP GRATE, REPL | Replace grate to gully trap sump, maximum 200dia. | No. | 35.13
PDN750 | SUMP MINI, S&F | Supply and fit mini sump and grate. Include for connecting to tile drain and existing stormwater drain. | No. | 409.27
PDN800 | SOAK PIT, S&F | Supply and install rainwater soak pit (where allowed by local authority) including 2 No 900 dia x 450 high pumice soak rings, concrete lid, drainage metal and filter cloth. Allow for connection to downpipe and make good ground. | No. | 1138.06
PDP050 | DOWNPIPES, REMOVE & STORE | Remove and store downpipe | No. | 22.11
PDP100 | DOWNPIPES, RE-ATTACH | Re-attach existing downpipe to wall. | No. | 35.9
PDP200 | DOWNPIPE GALV STEEL, REPL | Replace galvanised or zincalume steel downpipe and brackets, including connection to drain. | M | 54.68
PDP300 | DOWNPIPE PVC, REPL | Replace PVC downpipe and brackets, including connection to drain. | M | 44.62
PHB100 | WASH H/B, REFIX | Refix wash hand basin to wall. | No. | 65.09
PHB150 | WASH H/B, REFIT ON BRACKETS | Remove cabinet under basin and refit hand basin on brackets. Item includes supply of brackets. | No. | 258.68
PHB160 | WASH H/B BRACKET, REPL | Replace bracket(s) to wash hand basin. | No. | 124.12
PHB200 | WASH H/B, REPL | Replace wash hand basin, including waste outlet and trap. Fix to existing cabinet or bracket(s). Connect to existing supply and waste pipework. Reuse existing taps. | No. | 455.89
PHW100 | HWC ELE LOW/P 135L REPL | Replace low or mains hwc with 135 litre electric low pressure hot water cylinder, including pressure relief drain, safetray, 40mm waste to exterior with vermin flap, element, thermostat, seismic restraints, pipework, lagging, incidentals and all connections to existing pipework. Excludes wiring. | No. | 1552.82
PHW110 | HWC ELE MAINS/P 135L, REPL | Replace low or mains hwc with 135 litre electric mains pressure hot water cylinder, including safetray, pressure relief drain, 40mm waste to exterior with vermin flap, element, thermostat, seismic restraints, pipework, lagging, incidentals and all connections to existing pipework. Excludes wiring. | No. | 1786.96
PHW150 | HWC ELE LOW/P 180L, REPL | Replace 180 litre electric low pressure hot water cylinder, including safetray, 40mm waste to exterior with vermin flap, element, thermostat, seismic restraints, pipework, lagging, incidentals and all connections to existing pipework. Excludes wiring. | No. | 1567.69
PHW160 | HWC ELE MAINS/P 180L, REPL | Replace low or mains hwc with 180 litre electric mains pressure hot water cylinder, including safetray, pressure relief drain, 40mm waste to exterior with vermin flap, element, thermostat, seismic restraints, pipework, lagging, incidentals and all connections to existing pipework. Excludes wiring. | No. | 1859.35
PHW180 | HWC WET BACK PREMIUM | Additional costs and work required where wet back exists including additional cost of cylinder and pipework connections. Note this is an extra value to the other PHW codes. | No. | 370.7
PHW200 | HWC ELE MAINS/P EXT 135L S&I | Supply and install 135 litre electric mains pressure external hot water cylinder, including base, element, thermostat, seismic restraints, pipework, valves, lagging, incidentals and running pipework to interior. Excludes wiring. | No. | 2952.12
PHW210 | HWC ELE MAINS/P EXT 180L S&I | Supply and install 180 litre electric mains pressure external hot water cylinder, including base, element, thermostat, seismic restraints, pipework, valves, lagging, incidentals and running pipework to interior. Excludes wiring. | No. | 2943.87
PHW220 | HWC ELE MAINS/P EXT 300L S&I | Supply and install 300 litre electric mains pressure external hot water cylinder, including base, element, thermostat, seismic restraints, pipework, valves, lagging, incidentals and running pipework to interior. Excludes wiring. | No. | 3462.56
PHW250 | HWC ELE MAINS/P EXT 135L RPL | Replace 135 litre electric mains pressure external hot water cylinder, including element, thermostat, seismic restraints, pipework, valves, lagging and incidentals. Excludes wiring. | No. | 1923.01
PHW260 | HWC ELE MAINS/P EXT 180L RPL | Replace 180 litre electric mains pressure external hot water cylinder, including element, thermostat, seismic restraints, pipework, valves, lagging and incidentals. Excludes wiring. | No. | 1914.76
PHW270 | HWC ELE MAINS/P EXT 300L RPL | Replace 300 litre electric mains pressure external hot water cylinder, including element, thermostat, seismic restraints, pipework, valves, lagging and incidentals. Excludes wiring. | No. | 2433.45
PHW350 | HWC DRIP TRAY, S&F | Supply and fit safetray with 40mm waste to exterior with vermin flap to existing cylinder including draining, disconnecting, temporary removal and subsequent replacement and reconnection. | No. | 487.95
PHW400 | HWC SEISMIC RESTRAINT, S&F | Supply and fit pair of seismic restraint straps for hot water cylinder. | No. | 108.92
PHW450 | HWC INSULATION WRAP, S&F | Supply and fit hot water cylinder insulation wrap, including insulation to one metre of hot water pipe. | No. | 147.12
PHW500 | VALVE PRESSURE REDUCING, CHECK | Check and adjust hot water cylinder pressure reducing valve as required to ensure proper cylinder operation. | No. | 73.05
PHW510 | VALVE PRESSURE REDUCING, REPL | Replace hot water cylinder pressure reducing valve. | No. | 148.37
PHW550 | VALVE PRESSURE REDUCING WASHER | Rewasher hot water cylinder pressure reducing valve and adjust for proper cylinder operation. | No. | 74.41
PHW600 | VALVE PRESSURE RELIEF, CHECK | Check and adjust hot water cylinder pressure relief valve as required to ensure proper cylinder operation. | No. | 73.05
PHW610 | VALVE LOW PRES RELIEF, REPL | Replace low pressure hot water cylinder pressure relief valve. | No. | 128.29
PHW620 | VALVE HIGH PRES RELIEF, REPL | Replace high pressure hot water cylinder pressure relief valve. | No. | 128.29
PHW650 | VALVE COLD WATER EXPSN, REPL | Replace cold water expansion valve. | No. | 147.81
PHW700 | VALVE TEMPERATURE LIMIT, S&F | Supply and fit temperature limiting valve in water supply pipeline, including adjusting to 50°C. Return the next day to test shower temp does not exceed 45°C and nearest tap does not exceed 50°C. | No. | 349.44
PHW710 | VALVE TEMPERING, ADJUST | Adjust existing HWC tempering valve to 50°C if not already factory set. Return the next day to test shower temp does not exceed 45°C and nearest tap does not exceed 50°C. | No. | 51.31
PHW750 | VALVE HWC COMBTN SET S&F/RPL | Supply and fit or replace mains pressure electric hot water cylinder valve combination set, including tempering valve, pressure limiting valve, line strainer, non return isolator, cold water expansion valve and hot water drain pipe. Return the next day to test shower temp does not exceed 45°C and nearest tap does not exceed 50°C. | No. | 674.87
PHW760 | 3 IN 1 FILTER STOPCOCK S&F/RPL | Supply and fit or replace 3 in 1 filter stopcock. | No. | 123.92
PHW790 | PIPE LINE STRAINER, S&F | Supply and fit pipeline strainer in water supply pipeline. | No. | 168.5
PHW800 | PIPE LINE STRAINER, SERVICE | Check and clean pipeline strainer in water supply pipeline. | No. | 70.63
PHW810 | VALVE PRESSURE LIMIT, S&F | Supply and fit pressure limiting valve with filter in high pressure cold water supply pipeline. | No. | 265.02
PLT100 | LAUNDRY TUB, REFIX | Refix laundry tub to wall. | No. | 75.8
PLT150 | LAUNDRY TUB, REFIT ON BRACKETS | Remove cabinet under laundry tub and refit tub on brackets. Item includes supply of brackets. | No. | 134.46
PLT160 | LAUNDRY TUB BRACKET, REPL | Replace single laundry tub bracket. | No. | 66.44
PLT200 | LAUNDRY TUB, REPL | Replace laundry tub on existing cabinet or brackets, including replacing trap. Reuse existing waste pipework and taps. | No. | 419
PLT220 | LAUNDRY TUB UNIT, REPL | Replace laundry tub with proprietary procured tub unit, including cabinet, mixer complete and trap. | No. | 667.22
PLT250 | TAP W/M PAIR, S&F | Supply and fit pair of washing machine isolation taps in situation where no tub is used including pipe connections to hot and cold services | No. | 649.67
PMS100 | TUB/BASIN, REM & REFIT | Remove laundry tub, hand basin or vanity, refix on existing cabinet or brackets over new wet wall lining or vinyl flooring. Adjust taps and waste, including incidentals as required. | No. | 129.77
PMS150 | PLUMBING TAPWARE,REM & REFIT | Temporarily remove pair of taps or mixer and outlet to allow other trade maintenance works, safely terminate, store and reinstall on completion, including new nipple when required. | No. | 65.52
PMS500 | SOLAR WATER HEATER, S&F/REPL | Supply and fit or replace Solar Water Heating system, including solar panels, storage tanks, collectors, valvework, pipework, roof penetrations and flashings complete. (Quotation required for each job). | $ | 1
PMS510 | SOLAR WATER HEATER, MAINTAIN | Maintenance to existing Solar Water Heating system as directed. (Quotation required for each job). | $ | 1
PSP100 | SPOUTING & VALLEYS, CLEAN OUT | Clean and wash out spouting, valleys and downpipes for whole of house. | Item | 236.88
PSP110 | SPOUTING & VALLEYS, CLEAN | Clean out spouting or valleys of debris and dispose of debris from site. | M | 4.83
PSP115 | DOWNPIPES, CLEAN | Clean out downpipe and dispose of debris from site. Charge 1 No. per floor level for each downpipe cleaned. | No. | 27.43
PSP120 | SPOUTING LEAF GUARD, S&F | Supply and fit PVC leaf guard strip to existing spouting. | M | 9.94
PSP150 | SPOUTING PVC JOINT, REPR | Repair joint in existing PVC spouting. | No. | 40.3
PSP160 | SPOUTING METAL JOINT, REPR | Repair joint in existing metal spouting. | No. | 47.17
PSP170 | SPOUTING REALGIN OR REFIX | Realign or refix spouting | M | 36.12
PSP200 | SPOUTING GALV, REPL | Replace section of galvanised or zincalume steel spouting, including brackets, mitred intersections, stop ends, joints and outlets. | M | 58.47
PSP300 | SPOUTING PVC, REPL | Replace section of PVC spouting, including brackets, intersections, stop ends, joints and outlets. | M | 75.16
PPS050 | WATER LEAKS, INSP/REPT | Locate leaks in pipework and report to Kainga Ora for further instructions. | Item | 91.37
PPS060 | WATER SUPPLY, INSP/REPT | Investigate cause of no water supply and report to Kainga Ora for further instructions or turn on or turn off water supply at main valve. Item not to be used for plumbing maintenance work. | Item | 91.37
PPS080 | WATER FLOW CHECK | Check and report on water pressure and flow rate. | No. | 88.47
PPS200 | WATER PIPE, 15MM COPPER | Replace section of 15 dia copper supply pipework, including all bends, fittings and connections. | M | 64.93
PPS210 | WATER PIPE, 20MM COPPER | Replace section of 20 dia copper supply pipework, including all bends, fittings and connections. | M | 70.46
PPS250 | WATER PIPE COPPER RISER, REPL | Replace water supply copper pipe riser from under floor to tap or valve, including all bends, fittings and connections. | No. | 179.98
PPS300 | WATER PIPE, 15MM PLASTIC, REPL | Replace section of 15 dia plastic supply pipework, including all fittings and connections. | M | 47.61
PPS310 | WATER PIPE, 20MM PLASTIC, REPL | Replace section of 20 dia plastic supply pipework, including all fittings and connections. | M | 52.07
PPS350 | WATER PIPE PLASTIC RISER, REPL | Replace water supply plastic pipe riser in wall from under floor to tap or valve, including all bends, fittings and connections. | No. | 157.88
PPS400 | WATER PIPE FLEXIBLE, S&F | Supply and fit 15 dia stainless steel braided flexible connection from wingback to fitting. | No. | 23.51
PPS410 | WATER PIPE LAGGING 20MM, S&F | Supply and fit lagging to 20mm pipework. | M | 23.79
PPS500 | WATER PIPE U/GND MAIN <=2M REPL | Replace section of underground water supply pipework not greater than 20 dia, including all excavation, bends, fittings, connections and backfilling, not exceeding 2m per section. | No. | 199.87
PPS510 | WATER PIPE U/GND MAIN >2M REPL | Replace section of underground water supply pipework not greater than 20 dia, including all excavation, bends, fittings, connections and backfilling, exceeding 2m per section. | M | 84.87
PPS520 | WATER PIPE U/GND MAIN THRUST BORE | Replace section of underground water supply pipework not greater than 20 dia, by thrust boring. Quotation required for each job. (Only to be used if more cost effective than trenching) | $ | 1
PPS600 | WATER TREAT, S&F | Supply and fit water treatment plant. (Quotation required) | $ | 1
PPS610 | WATER TREAT, MAINTAIN | Maintenance of water treatment plant | $ | 1
PPS620 | WATER TESTING | Water testing | $ | 1
PPW050 | WASTE PIPE, UNBLOCK | Unblock waste pipe to bath, sink, basin, tub, shower, or floor drain. | No. | 56.63
PPW060 | WASTE PIPE LEAK, REPR | Repair leaking waste, waste pipe or trap to bath, sink, basin, tub, or shower. One charge per trap | No. | 45.71
PPW065 | WASTE PIPE WC LEAK, REPR | Repair leaking waste pipe to WC. | No. | 58.94
PPW300 | WASTE PIPE, REPL | Replace section of waste pipework, including bends, fittings and connections to bath, sink, basin, tub or shower. | M | 38
PPW310 | WASTE PIPE WC, REPL | Replace section of waste pipe, including bends, fittings and connections to WC. | M | 72.66
PPW500 | WASTE PIPE TRAP, REPL | Replace trap to bath, sink, basin, tub or shower. | No. | 61.99
PPW700 | WASTE OUTLET, REPL | Replace waste outlet to bath, sink, basin, tub or shower. | No. | 80.35
PPW750 | PLUG & CHAIN, S&F | Supply and fit plug and chain. | No. | 28.98
PPW760 | BASKET WASTE PLUG | Supply and fit basket waste plug | No. | 13.75
PPW800 | WASTE PIPE W/MACH, S&F | Supply and fit washing machine waste pipe adjacent to tub and connect to existing waste pipe. | No. | 120.21
PPW900 | WASTE FL DRAIN, S&F | Supply and fit floor waste outlet complete. | No. | 138.69
PPW910 | WASTE WET SHOWER, S&F | Supply and fit floor waste outlet and trap to wet area shower. | No. | 542.39
PSH050 | SHOWER, REM | Remove shower from over bath including capping off water pipes. Work to wall linings measured separately | No. | 87.35
PSH100 | SHOWER MIXER SERVICE KIT, S&F | Supply and fit shower mixing valve service kit. Water not to exceed 45°C. | No. | 62.45
PSH150 | FLOW RESTRICTOR, S&F | Supply and fit flow restrictor within shower rose or adjust flow in shower mixer to 6-8 litres per minute and 45'C. | No. | 21.57
PSH210 | SHOWER MIXER, RESECURE | Resecure shower mixer to wall. | No. | 20.49
PSH220 | SHOWER ROSE, REPL | Replace shower rose. | No. | 66.53
PSH230 | SHOWER CONTROL LEVER, REPL | Replace shower mixer control lever. | No. | 43.17
PSH240 | SHOWER COVER PLATE, REPL | Replace shower mixer cover plate. | No. | 61.43
PSH250 | SHOWER TOP ASSEMBLY, REPL | Replace shower mixer top assembly. | No. | 99.72
PSH260 | SHOWER ISOLATOR, REPL | Replace shower mixer hot or cold isolator valve. | No. | 86.28
PSH300 | SHOWER MIXER, REPL | Replace complete shower mixer unit, water temperature not to exceed 45 degrees (making good wall linings measured separately). | No. | 339.34
PSH530 | SHOWER MIXER NEW INSTALL, S&F | Supply and fit shower mixing valve to shower where one does not exist, including pipe connections to hot and cold water services. Water temperature not to exceed 45 degrees. | No. | 587.86
PSH540 | SLIDE SHOWER NEW, S&F | Supply and fit sliding shower rose where one does not exist, including flexible hose. | No. | 272.03
PSH550 | SHOWER HANDPIECE/HOSE, REPL | Replace slide shower handpiece/rose, including flexible hose. | No. | 116
PSH560 | SHOWER HOSE, REPL | Replace flexible hose only to shower. | No. | 50.53
PSH570 | SLIDE SHOWER, REPL | Replace slide shower including slide bar and brackets, shower handpiece/rose and flexible hose. | No. | 157.95
PSH600 | SHOWER TRAY SS, REPL | Replace stainless steel shower tray and ss threshold. Connect to existing waste pipework. | No. | 658.12
PSH630 | SHOWER TRAY REPL ACRYLIC | Remove existing acrylic shower tray and replace with stainless steel shower tray and ss threshold including repair or replacement of wall linings as necessary. Connect to existing waste pipework. | $ | 1
PSH650 | SHOWER, S&F | Supply and install shower complete including plumbing in mixer and waste. Excluding builders work. | No. | 1931.22
PSH700 | REM BATH REPL WITH SHOWER | Remove bath, mixer and rose and all water and waste connections. Excluding builders work. | No. | 1609.8
PST100 | WATER S/TANK O/FLOW, REPR/REPL | Repair or replace water supply header tank overflow. | No. | 69.86
PST200 | WATER S/TANK B/VALVE, REWASHER | Replace washer in water supply header tank ball valve, including reseating as necessary. | No. | 70.76
PST210 | WATER S/TANK B/VALVE BALL REPL | Replace water supply header tank ball valve float. | No. | 28.08
PST220 | WATER S/TANK B/VALVE ARM REPL | Replace water supply header tank ball valve arm. | No. | 38.92
PST250 | WATER S/TANK B/VALVE, REPL | Replace valve unit to water supply header tank ball valve. | No. | 104.8
PST500 | WATER S/TANK, REPL | Replace 135 litre capacity water supply header tank, including drip tray, lid and connection to pipework and seismically restrain. Reuse existing ball valve. | No. | 494.73
PST600 | WATER TANK, REFILL | Refill external rainwater tank after maintenance | $ | 1
PST650 | WATER TANK REPORT | Check condition of tank, accessories, supply header, ball valves, pipework connections, lids etc for any damage/defects. Complete Water Tank Service Report and submit to Kāinga Ora with recommended scope of repairs if required. | $ | 1
PST660 | WATER TANK, MAINTAIN | Carry out maintenance work to water tank including cleaning and repairs. | $ | 1
PTM100 | TAP H/B MIXER, REPL. | Replace tap to wash hand basin or laundry tub with single lever mixer. | No. | 132.48
PTM120 | TAP SINK MIXER, REPL. | Replace tap to kitchen sink with single lever mixer. | No. | 132.48
PTM180 | TAP, CERAMIC CARTRIDGE, REPL | Replace single lever mixer ceramic disc cartridge complete. | No. | 86.86
PTP100 | TAP WINGBACK, RESECURE | Resecure tap wingback, including forming neat access into wall cavity as required and providing flange to opening on completion. | No. | 36.92
PTP105 | TAP WINGBACK, REPLACE | Replace tap wingback, including forming neat access into wall cavity as required and providing flange to opening on completion. | No. | 58.95
PTP110 | TAP TIGHTEN | Resecure tap to fitting, or handle to tap. Replace indicator cap if required. | No. | 18.38
PTP120 | TAP HANDLES, REPL | Replace tap handle, fixing and cap. | No. | 33.26
PTP150 | TAP, REWASHER/RESEAT | Replace washer in tap or faucet, including reseating as necessary. | No. | 47.79
PTP200 | TAP KITCHEN SINK, REPL. | Replace tap to kitchen sink, including new nipple when required | No. | 94.35
PTP210 | TAP H/B, REPL. | Replace tap to wash hand basin, including new nipple when required. | No. | 94.35
PTP220 | TAP BATH, REPL | Replace tap to bath, including new nipple when required. | No. | 102.75
PTP230 | TAP LAUNDRY TUB, REPL. | Replace tap to laundry tub, including new nipple when required, (bib type with no washing machine provision). | No. | 96.81
PTP235 | TAP LNDRY LEVER, REPL. | Replace tap to laundry tub with lever tap, including new nipple when required. | No. | 160.74
PTP240 | TAP W/M COMBINATION, REPL | Replace combination tub tap/washing machine stop valve to laundry tub, including new nipple when required, (bib type with separate outlet and handle for washing machine). | No. | 150.13
PTP245 | TAP W/M ONLY, REPL | Replace tap to washing machine only, including new nipple when required. | No. | 94.35
PTP250 | TAP STOP VALVE, REPL | Replace stop valve for supply line isolating valve. | No. | 54.66
PTP255 | TAP STOP VALVE CISTERN, REPL | Replace stop valve for cistern tap. | No. | 91.55
PTP260 | TAP FAUCET, REPL | Replace faucet to kitchen sink, including new nipple when required. | No. | 148.44
PTP270 | TAP EXT HOSE, REPL | Replace exterior hose tap, including new nipple when required. | No. | 48.01
PVA100 | VANITY, REFIX | Refix vanity basin or unit. | No. | 70.86
PVA200 | VANITY BASIN 600, S&F/REPL | Supply and install or replace 600 wide procurement vanity basin, including pipe or flexi-hose connection to existing wingbacks. Including all connections to existing water and waste pipes with new trap and re-fit existing single lever mixer. | No. | 774.26
PVA210 | VANITY BASIN 750/900, S&F/REPL | Supply and install or replace 750 or 900 wide procurement vanity basin, including pipe or flexi-hose connection to existing wingbacks. Including all connections to existing water and waste pipes with new trap and re-fit existing single lever mixer. | No. | 973.29
PVA220 | VANITY BASIN 1200, S&F/REPL | Supply and install or replace vanity basin exceeding 900 wide and not exceeding 1200 wide, including wall upstand and basin, and pipe or flexi-hose connection to existing wingbacks. Including all connections to existing water & waste pipes with new trap and re-fit existing single lever mixer. | No. | 1087.04
PVA300 | VANITY WALL 600, S&F/REPL | Supply and install or replace 600 wide wall mounted procurement vanity unit, including pipe or flexi-hose connection to existing wingbacks. Including all connections to existing water and waste pipes with new trap and re-fit existing single lever mixer. | No. | 733.02
PVA310 | VANITY WALL 750, S&F/REPL | Supply and install or replace 750 wide wall mounted procurement vanity unit, including pipe or flexi-hose connection to existing wingbacks. Including all connections to existing water and waste pipes with new trap and re-fit existing single lever mixer. | No. | 799
PVA320 | VANITY WALL 900, S&F/REPL | Supply and install or replace 900 wide wall mounted procurement vanity unit, including pipe or flexi-hose connection to existing wingbacks. Including all connections to existing water and waste pipes with new trap and re-fit existing single lever mixer. | No. | 885.39
PVA350 | VANITY FLOOR 600, S&F/REPL | Supply and install or replace 600 wide freestanding procurement vanity unit, including pipe or flexi-hose connection to existing wingbacks. Including all connections to existing water and waste pipes with new trap and re-fit existing single lever mixer. | No. | 1024.95
PVA360 | VANITY FLOOR 750, S&F/REPL | Supply and install or replace 750 wide freestanding procurement vanity unit, including pipe or flexi-hose connection to existing wingbacks. Including all connections to existing water and waste pipes with new trap and re-fit existing single lever mixer. | No. | 1156.24
PVA370 | VANITY FLOOR 900, S&F/REPL | Supply and install or replace 900 wide freestanding procurement vanity unit, including pipe or flexi-hose connection to existing wingbacks. Including all connections to existing water and waste pipes with new trap and re-fit existing single lever mixer. | No. | 1241.54
PWC110 | WC PAN SOIL PIPE SEAL, REPL | Replace soil pipe seal to existing WC including remove, refix and reseal pan. | No. | 91.02
PWC150 | WC PAN, REFIX TO FL | Refix WC pan to floor using proprietary SS screws and sealant. | No. | 85.62
PWC160 | WC PAN, LIFT & REFIT | Lift WC pan to allow for laying of new vinyl flooring and refix over flooring, including sealant. | No. | 107.73
PWC170 | WC RAISED SEAT, REPL | Replace standard WC seat with raised seat to suit people with disabilities. | No. | 561.64
PWC200 | WC PAN STD, REPL | Replace unvented WC pan. Connect to existing flush and soil pipes, including flexi-fit connector. Reuse existing seat and flap. | No. | 257.53
PWC210 | WC PAN VENTED, REPL | Replace vented WC pan. Include for connecting to existing flush, vent and soil pipes, including flexi-fit connector. Reuse existing seat and flap. | No. | 325.2
PWC220 | WC PAN STD, TURNTRUNK, REPL | Replace unvented turntrunk WC pan. Connect to existing flush and soil pipes, including flexi-fit connector. Reuse existing seat and flap. | No. | 416.85
PWC300 | WC CISTERN, REFIX TO WALL | Refix WC cistern to wall. | No. | 23.23
PWC305 | WC CISTERN, REM & REFIT | Remove WC cistern to allow other works and refix to wall once other works are complete. | No. | 67.41
PWC312 | WC CISTERN PVC LID, REPL | Replace PVC cistern lid. | No. | 103.33
PWC320 | WC CISTERN O/FLOW, REPR/REPL | Repair / replace WC cistern overflow. | No. | 45.78
PWC350 | WC CISTERN COMPL, REPL | Replace WC cistern. Connect to existing water supply, WC pan and overflow. | No. | 190.29
PWC360 | WC CISTERN SMART COMPL, REPL | Replace Smartflush WC cistern. Connect to existing water supply, WC pan and overflow. | No. | 206.9
PWC400 | WC FLUSH PIPE SEAL LOWER, REPL | Replace WC flush pipe lower seal. | No. | 30.26
PWC410 | WC FLUSH PIPE SEAL UPPER, REPL | Replace WC flush pipe upper seal. | No. | 30.26
PWC450 | WC FLUSH PIPE, REPL | Replace WC flush pipe, including new seals to cistern and pan. | No. | 98.79
PWC500 | WC FLUSH VALVE, REWASHER | Replace washer to WC cistern flush valve. Reseat as necessary. | No. | 51.6
PWC550 | WC FLUSH VALVE, REPL | Replace WC cistern flushing valve unit complete. | No. | 77.94
PWC600 | WC B/VALVE, REWASHER | Replace WC cistern ball valve washer, including reseating as necessary. | No. | 48.01
PWC610 | WC B/VALVE BALL, REPL | Replace WC cistern ball valve float. | No. | 19.57
PWC620 | WC B/VALVE BALL & ARM, REPL | Replace WC cistern ball valve float and arm. | No. | 35.48
PWC650 | WC B/VALVE, REPL | Replace WC cistern ball valve. | No. | 68.86
PWC680 | WC FLUIDMASTER, REPL | Replace WC cistern inlet valve with proprietary Fluidmaster valve complete. | No. | 90.4
PWC700 | WC SEAT, RESECURE | Resecure WC seat. | No. | 36.28
PWC710 | WC SEAT, REPL | Replace WC seat. | No. | 60.88
PWP100 | WATER PUMP, INSP/REPT | Inspect water pump and provide report to Kainga Ora on overall condition, recommended remedial works and cost of work. | Item | 91.37
PWP150 | WATER PUMP, REPL/REPR | Service, repair or replace water pump as instructed by Kainga Ora | $ | 1
RAA100 | ROOFING DAYWORK, LABOUR | Roofing & spouting daywork hourly rate, (worked hour). Rate to include allowances for: travel and establishment time, down time, overtime, holiday pay, insurances, levies, handtools, small plant items, minor consumables, overheads and profit. | Hr | 64.35
RAA200 | ROOFING DAYWORK, MATERIAL | Cost of materials purchased and plant hired by Contractor for roofing daywork items. Cost to be recorded inclusive of GST and contractor margin. | $ | 1
RCC100 | ROOF CO/ST FLASH, REPL | Replace section of pre-finished steel barge, ridge or valley flashing for profiled pre-finished steel roof. | M | 71.88
RCC170 | ROOF CO/ST PIPE FLASHING, REPL | Replace pipe penetration flashing for profiled pre-finished steel roof. | No. | 93.3
RCC500 | ROOF CO/ST <= 10M2, REPL | Replace shed roof or section of profiled pre-finished steel roof to area not exceeding 10 m2 including new fire retardant underlay if rest of roof has underlay. | M2 | 112.73
RCC510 | ROOF CO/ST > 10M2, REPL | Replace section of profiled pre-finished steel roof to area exceeding 10 m2 including new fire retardant underlay if rest of roof has underlay. | M2 | 108.09
RCC550 | ROOF CO/ST COMPL, S&F | Supply and fit complete profiled pre-finished steel roof, including all flashings and new fire retardant underlay. (Actual surface area measured). | M2 | 107.32
RCC555 | ROOF CO/ST GEO COMPL, S&F | Supply and fit complete profiled pre-finished steel Marine/Geothermal roof, including all flashings and new fire retardant underlay. (Actual surface area measured). | M2 | 110.15
RCT100 | ROOF C/CT VALLEY FLASH, REPL | Replace section of valley flashing for concrete or clay tile roof. | M | 123.35
RCT110 | ROOF C/CT BARGE TILE, REPL | Replace barge tiles for concrete or clay tile roof, including bedding and pointing. | M | 142.04
RCT120 | ROOF C/CT RIDGE, REPL | Replace ridge or hip tiles for concrete or clay tile roof, including bedding and pointing. | M | 126.45
RCT130 | ROOF C/CT RIDGE BED, REPL | Replace mortar bedding for concrete or clay ridge or hip tiles, including pointing. | M | 76.85
RCT135 | ROOF C/CT BARGE BED, REPL | Replace mortar bedding for concrete or clay barge tiles, including screwing and pointing. | M | 57.73
RCT150 | ROOF C/CT RIDGE, POINT | Repoint both sides of concrete or clay ridge or hip tiles. | M | 54.97
RCT155 | ROOF C/CT BARGE, POINT | Repoint concrete or clay barge tiles. | M | 29.64
RCT170 | ROOF C/CT PIPE FLASH REPL | Replace pipe penetration flashing for concrete or clay tile roof. | No. | 163.29
RCT200 | ROOF C/CT, BLOCK CHMNY HOLE | Supply and fit concrete or clay tile roof over opening left by removed chimney, including battens. | No. | 293.45
RCT520 | ROOF C/CT PATCH, REPL | Replace section of concrete or clay tile roof including new fire retardant underlay if rest of house has underlay. Measurement is actual sloping areas. | M2 | 216.25
RCT550 | ROOF C/CT TILE COMPL, S&F | Supply and fit complete concrete tile roof, including all flashings. | M2 | 144.07
RCT560 | ROOF C/CT, REPL | Replace concrete or clay tile roof as instructed. (Quotation required for each Job). | $ | 1
RCT800 | ROOF C/CT, RESURFACE | Re-surface concrete or clay tile roof and associated flashings. (Actual surface area measured). | M2 | 37.4
RIN100 | INSULATION R2.9 SKILLION, S&F | Supply and fit procurement R2.9 polyester insulation to skillion roof framing when exposed. | M2 | 53.5
RIN110 | INSULATION R3.6 SKILLION, S&F | Supply and fit procurement R3.6 polyester insulation to skillion roof framing when exposed. | M2 | 62.47
RMS050 | ROOF, INSP/REPT | Inspect roof and provide report to Kainga Ora on recommended remedial work and cost of work. | Item | 181.31
RMS100 | ROOF SHT, TREAT | Spray on roof treatment to corrugated or profiled roof. | M2 | 6.1
RMS150 | ROOF TILED, TREAT | Spray on roof treatment to tiled roof. | M2 | 6.1
RMS180 | ROOF MOSS TREAT | Clean and moss treat roof and spouting. Inspect all components of roof materials/membrane/gutters and report back any defects, damage, risk or recommendations to Kainga Ora. (Quotation required for each job). | $ | 1
RMS200 | ROOF PIPE FLASHING, REPR | Repair / reseal existing pipe penetration flashing for all roofing types. | No. | 53.3
RMS210 | ROOF LEAK, REPAIR | Repair leak in existing roof for all roofing types. | $ | 1
RMS250 | CHIMNEY, CLOSE OFF | Close off top of chimney with 0.55 profiled prepainted steel roofing sheet securely fixed and sealed. | No. | 70.15
RMS300 | SYNTHETIC RUBBER FLASH S&F/RPL | Supply and fit or replace synthetic rubber sheet flashing. | M2 | 193.67
RMS350 | BUTYNOL ROOF, REPLACE | Remove and dispose of existing roof material, install new ply wood, drip edge flashings, adhesive, butynol, pressure bar seal, etc. (Quotation required for each job). | $ | 1
RMS400 | ROOF BIRDPROOFING, S&F | Supply and fit birdproofing along open ends and edges of roof covering. | M | 18.11
RMS450 | ROOF 50X25 BATTEN, S&F | Supply and fit 50 x 25 roof batten. | M | 11.13
RMS460 | ROOF 50X50 BATTEN, S&F | Supply and fit 50 x 50 roof batten. | M | 15.95
RMS470 | ROOF 75X50 BATTEN, S&F | Supply and fit 75 x 50 roof purlin. | M | 21.06
RMS510 | ROOF NAILS, REPL | Replace defective nails with roofing screws of a length to ensure adequate fixing. Seal any remaining nail holes. (Measured in metres of nail run across roof). | M | 10.17
RMS600 | ROOF STRENGTHENING | Strengthening connection of rafters to top plate and rafters to ridge and hips to agreed solution. Measurement is length of perimeter top plate. | M | 28.95
RMS700 | ROOF SHT METAL, REM | Remove sheet metal roof. (Actual surface area measured). | M2 | 14.59
RMS720 | ROOF C/CT, REM | Remove concrete or clay tile roof. (Actual surface area measured). | M2 | 20.08
RMS800 | ROOF, VENT, REINSTALL | Remove, store and reinstall existing vent reusing the existing flashing and replace the flexi duct with new. | No. | 112.38
RMS810 | ROOF, VENT NEW PROFILE, REPL | Remove and install new vent where the flashing no longer matches the new roofing profile (includes all new flashing, fixing kit and flexi duct). | No. | 293.74
RMS820 | ROOF, SOLAR TUBE, REFIX | Remove, store and reinstall existing Solar Tube including all parts. | No. | 143
RMS850 | ROOF DISH, RELOCATE | Remove and relocate aerial system/s and remount with new mounts to wall 3m above ground or deck level. Includes: up to 2 x visits by technician, cabling, new mounting systems, new U bolts for satellite dish if required. | No. | 475.82
RMS870 | ROOF DISH 1, RELOCATE & REPL | Remove aerial systems and install new dish or aerial (not both) to wall 3m above ground or deck level. Includes: up to 2 x visits by technician, cabling, new mounting systems, either new UHF aerial OR new satellite dish. | No. | 573.75
RMS875 | ROOF DISH 2, RELOCATE & REPL | Remove aerial systems and install new dish and aerial to wall 3m above ground or deck level. Includes: up to 2 x visits by technician, cabling, new mounting systems, new UHF aerial AND new satellite dish. | No. | 861.48
RST500 | ROOF ST TILE <= 10M2, REPL | Replace section of steel tile roof to area not exceeding 10m2 including new fire resistant underlay if rest of roof has underlay. | M2 | 115.86
RST800 | ROOF ST TILE, RESURFACE | Re-surface steel tile roof and associated flashings. (Actual surface area measured). | M2 | 37.4
SAA100 | GAS DAYWORK, LABOUR | Gas daywork hourly rate, (worked hour). Rate to include allowances for: travel and establishment time, down time, overtime, holiday pay, insurances, levies, handtools, small plant items, minor consumables, overheads and profit. | Hr | 86.26
SAA200 | GAS DAYWORK, MATERIAL | Cost of materials purchased and plant hired by Contractor for gas daywork items. Cost to be recorded inclusive of GST and contractor margin. | $ | 1
SCF100 | CONTINUOUS GAS, SERVICE | Service continuous flow water heating system. | $ | 1
SCF110 | CONTINUOUS GAS, REPAIR | Repair continuous flow water heating system. | $ | 1
SCF200 | CONTINUOUS GAS, REPL | Replace continuous flow water heating system, including thermostat and connections to existing flue, pipework and wiring. | No. | 1762.4
SHC050 | HWC GAS, REM | Remove gas hot water cylinder system, including terminating services and making good. | No. | 116.13
SHC060 | HWC GAS, FLUE REM | Remove flue to gas hot water cylinder system. | No. | 96.83
SHC100 | HWC GAS, PILOT, UNBLOCK | Unblock gas hot water cylinder pilot, check and reignite. | No. | 46
SHC110 | HWC GAS, PILOT, REPL | Replace gas hot water cylinder pilot. | No. | 194.74
SHC120 | HWC GAS, THERMOCOUPLE, REPL | Replace gas hot water cylinder thermocouple. (Models pre mid 2002) | No. | 117.9
SHC130 | HWC GAS, NEW THERMOCOUPLE, REPL | Replace gas hot water cylinder thermocouple. (Models post mid 2002) | No. | 117.9
SHC150 | HWC GAS, PIEZO IGNITER, REPL | Replace gas hot water cylinder piezo igniter. | No. | 89.5
SHC160 | HWC GAS, PIEZO IGNITER, REPR | Repair gas hot water cylinder piezo igniter. | No. | 71.67
SHC200 | HWC GAS, DIAPHRAGM, REPL | Replace instantaneous gas hot water cylinder diaphragm. | No. | 338.09
SHC210 | HWC GAS, UNITROL, REPL | Replace gas hot water cylinder unitrol, (gas valve). | No. | 475.99
SHC300 | HWC GAS, FLUE, REPL | Replace gas hot water cylinder flue complete including double skinned air vent type pipe where required, including replacement of roof flashings. Using procurement products were applicable | $ | 1
SHC500 | HWC GAS MAINS 135 LITRE, REPL | Replace 135 litre gas, mains pressure, hot water cylinder, including safetray, 40mm waste to exterior with flap, burner, thermostat, seismic restraints, pipework, lagging, incidentals and all connections to existing flue, and pipework. Excluding wiring. | No. | 2596.84
SHC510 | HWC GAS MAINS 170 LITRE, REPL | Replace 170 litre gas, mains pressure, hot water cylinder, including safetray, 40mm waste to exterior with flap, burner, thermostat, seismic restraints, pipework, lagging, incidentals and all connections to existing flue, and pipework. Excluding wiring. | No. | 2743.38
SHT060 | HEATER GAS, SERVICE | Service gas heater, including flue, checking for leaks, checking gas pressure meets manufacturers specification and cleaning all dust build up. | No. | 79.96
SHT080 | HEATER GAS ENABLING WKS | Disassemble heater to allow for servicing and inspections, including reassembling at the completion of works. | No. | 23.97
SHT100 | HEATER GAS THERMOCOUPLE, REPL | Replace gas heater thermocouple unit. | No. | 66.15
SHT120 | HEATER GAS IGNITER, REPL | Replace gas heater igniter. | No. | 223.09
SHT130 | HEATER GAS BURNER, REPL | Replace gas heater burner. | No. | 304
SHT140 | HEATER GAS RADIANT, REPL | Replace gas heater radiant. | No. | 115.05
SHT150 | HEATER GAS GUARDS, REPL | Replace gas heater front guards. | No. | 107.04
SHT500 | HEATER GAS, FIT | Fit gas heater to existing flue. Include for the transportation of heater from store. | No. | 221.75
SHT520 | HEATER & FLUE GAS, FIT | Fit gas heater and flue. Include for the transportation of heater from store. (Quotation required for each job) | $ | 1
SHT550 | HEATER GAS, SUPPLY | Supply and deliver to installer gas heater. | No. | 2525.08
SHT560 | HEATER GAS LARGE, SUPPLY | Supply and deliver to installer large gas heater. | No. | 2884.13
SHT600 | HEATER GAS, REM | Remove gas heater and include capping off all pipework as required. Remove debris and make good. Making good of wall, ceiling and roof penetrations covered separately. | No. | 113.97
SIH050 | INSTANT GAS REM | Remove instantaneous gas hot water heater, including terminating services and making good. | No. | 87.15
SIH060 | INSTANT GAS FLUE REM | Remove flue to instantaneous gas hot water heater. | No. | 96.83
SIH100 | INSTANT GAS PILOT, UNBLOCK | Unblock instantaneous gas hot water heater pilot, check and reignite. | No. | 46
SIH110 | INSTANT GAS PILOT, REPL | Replace instantaneous gas hot water heater pilot. | No. | 194.74
SIH120 | INSTANT GAS THERMOCOUPLE, REPL | Replace instantaneous gas hot water heater thermocouple. (Models pre mid 2002) | No. | 117.9
SIH130 | INSTANT GAS NEW THERMOCOUPLE, REPL | Replace instantaneous gas hot water heater thermocouple. (Models post mid 2002) | No. | 117.9
SIH150 | INSTANT GAS PIEZO IGNITER, REPL | Replace instantaneous gas hot water heater piezo igniter. | No. | 89.5
SIH160 | INSTANT GAS PIEZO IGNITER, REPR | Repair instantaneous gas hot water heater piezo igniter. | No. | 71.67
SIH200 | INSTANT GAS DIAPHRAGM, REPL | Replace instantaneous gas hot water heater diaphragm. | No. | 338.09
SIH210 | INSTANT GAS SOLENOID, REPL | Replace instantaneous gas hot water heater solenoid valve. | No. | 393.55
SIH300 | INSTANT GAS FLUE, REPL | Replace instantaneous gas hot water heater flue complete including double skinned air vent type pipe where required, including replacement of roof flashings. Using procurement products were applicable | $ | 1
SMS040 | GAS APPLIANCE, INSP/REPT | Inspect gas appliance and provide gas report to Kainga Ora on condition, recommend remedial works and cost of work. | No. | 101.22
SMS050 | GAS WHOLE HSE, INSP/REPT | Inspect gas installation, (all appliances and pipework), for entire house and provide gas installation assessment report to Kainga Ora on condition, recommended remedial works and cost of work. | Item | 358.79
SMS056 | GAS GSC | Supply a Gas Safety Certificate in accordance with the requirements of the Gas Act 1992 and NZS 5261. (Self Certifying) | No. | 26.88
SMS060 | GAS COC, GSC | Supply a Gas Certificate of Compliance and Gas Safety Certificate in accordance with the requirements of the Gas Act 1992 and NZS 5261. (Self certifying) | Item | 93.87
SMS100 | CONNECT GAS (TEMP) | Reconnect gas supply for maintenance to occur and disconnect after completion. | No. | 104.79
SMS200 | GAS FITTING, REM & BLOCK OFF | Remove gas fitting and block off supply. | No. | 113.97
SMS500 | GAS METER COVER, REPL | Replace cover to gas meter unit. Supply Authority Only - Not For Contract Tender. | No. | 168.79
SRG100 | RGE GAS, REM & RECONNECT | Remove and reconnect gas range for access during floor laying and finishing operations. | No. | 115.01
SRG120 | RGE GAS FLEXIBLE HOSE, S&F | Supply and fit proprietary flexible gas range hose and galvanised retaining chain. Include for chain fixings and for PTFE tape. | No. | 117.54
SRG130 | RGE GAS IGNITION, REPR | Repair gas range igniter, including cleaning down and adjusting. | No. | 61.41
SRG140 | RGE GAS IGNITION, REPL | Replace gas range igniter. | No. | 144.6
SRG150 | RGE GAS H/PLATE BURNER | Replace gas range hot plate burner. | No. | 186.56
SRG160 | RGE GAS H/PLATE COVER | Replace gas range hot plate cover. | No. | 67.59
SRG170 | RGE GAS H/PLATE HOB, REPL | Replace gas range hot plate hob. | No. | 353.87
SRG180 | RGE GAS TRIVET, REPL | Replace gas range trivet. | No. | 171.94
SRG190 | RGE GAS CONTROL KNOB, REPL | Replace gas range control knob for hot plate, griller or oven. | No. | 20.26
SRG200 | RGE GAS, FIT | Fit new or recycled gas range including anti-tipping devices and for connection of gas range hose and galvanised retaining chain and fixings. Including transportation of range from store, existing range to recycle store or disposal as instructed. | No. | 304.76
SRG300 | RGE GAS GRILLE BURNER, REPL | Replace gas range grille burner. | No. | 183.87
SRG320 | RGE GAS GRILLE TRAY, REPL | Replace gas range grille tray. | No. | 100.86
SRG330 | RGE GAS GRILLE RACK, REPL | Replace gas range grille rack. | No. | 91.13
SRG400 | RGE GAS 540MM, SUPPLY | Supply 540 wide gas range using procurement products. | No. | 859.64
SRG500 | RGE GAS THERMOSTAT, REPL | Replace gas range oven thermostat. | No. | 601.09
SRG510 | RGE GAS THERMOCOUPLE, REPL | Replace gas range thermocouple. | No. | 169.41
SRG520 | RGE GAS OVEN BURNER, REPL | Replace gas range oven burner. | No. | 289.2
SRG600 | RGE GAS OVEN RACK, REPL | Replace gas range oven rack. | No. | 150.12
SRG700 | RGE GAS DR HINGE, REPL | Replace gas range oven door hinge. | No. | 72.65
SRG705 | RGE GAS DR SPRING, REPL | Replace gas range oven door spring. | No. | 46.56
SRG710 | RGE GAS DR SEAL, REPL | Replace gas range oven door seals, including fixing clips. | No. | 78.07
SRG720 | RGE GAS DR HANDLE, REPL | Replace gas range oven door handle. | No. | 192.83
SRG740 | RGE GAS OVEN DR, REPL | Replace gas range oven door, including hinges, springs, seals, etc. | No. | 404.59
TAA200 | CONTAMINATION DAYWORK, MATERIAL | Cost of materials purchased and plant hired by Contractor for contamination daywork items. Cost to be recorded inclusive of GST and contractor margin. | $ | 1
TAA300 | TEST & REPORT, INITIAL METH | Inspect and test entire property for meth contamination and provide report to Kainga Ora on overall condition, recommended remedial works and cost of work. | $ | 1
TAA310 | TEST & REPORT, HEAVY METAL | Inspect and test entire property for heavy metal contamination and provide report to Kainga Ora on overall condition, recommended remedial works and cost of work. | $ | 1
TAA320 | TEST & REPORT, ASBESTOS | Inspect and test entire property for asbestos contamination and provide report to Kainga Ora on overall condition, recommended remedial works and cost of work. | $ | 1
TAA330 | TEST & REPORT, LEAD PAINT | Inspect and test entire property for lead paint contamination and provide report to Kainga Ora on overall condition, recommended remedial works and cost of work. | $ | 1
TAA340 | TEST & REPORT, MOULD | Inspect interior of property where hazardous mould, dampness or fungal growth is suspected and provide report to Kainga Ora on overall condition, recommended remedial works and cost of work. | $ | 1
TAA350 | TEST & REPORT, AIR MONITORING | Carry out air monitoring tests, if required, in accordance with industry standards and government regulations. Testing to be carried out by an accredited testing organisation, and all results reported to Kāinga Ora. | $ | 1
TAA360 | TEST & REPORT, CLEARANCE TEST | Carry out clearance test in previously contaminated areas and provide report to Kainga Ora. | $ | 1
TAA370 | TEST & REPORT, RETEST | Carry out clearance test in previously contaminated areas where previous clearance test returned failed result and provide report to Kainga Ora. | $ | 1
TAS100 | ASBESTOS CEMENT, REM | Remove asbestos cement products from walls, roofs and decks etc including disposal in licensed landfill. Surfaces to be left primed. | $ | 1
TAS110 | ASBESTOS TEX CEILING, REM | Remove asbestos containing textured ceiling finish including disposal in a licensed landfill. To be used where ceiling has tested positive for asbestos. Surfaces to be left primed. | $ | 1
TAS120 | ASBESTOS FLOORING, REM | Remove flooring containing asbestos from room, including the removal of all adhesives, remove from site and dispose at an approved tip. (Quotation required for each job) | $ | 1
TAS130 | ASBESTOS ROOFING, REM | Remove complete asbestos cement roof. (Actual surface area measured). | $ | 1
TCC100 | TRIPLE CLEAN | Costs to triple clean house. | $ | 1
TCC110 | AIR SCRUBBING & VENTILATION | Costs associated with air scrubbing or ozone treatment within a vacant property. | $ | 1
TCC120 | HEPA VACUUM | Costs associated with use of a HEPA vacuum system within a vacant property. | $ | 1
TCC130 | BIOHAZARD REMOVAL | Remove and dispose of biohazard rubbish from house and/or garage/shed/sub-floor etc. | $ | 1
TPC100 | BEES & WASPS (NEST & SWARM), REM | Remove bees' or wasps' nest from property, or remove swarm. | No. | 135.49
TPC115 | INSECT ERADICATION | Eradicate house of all pest insects including spiders, fleas, cockroaches, etc (except ants). Includes return visits within 3 months for retreatment if requested. | Item | 308.23
TPC120 | VERMIN ERADICATION | Eradicate house and outbuildings of rats, mice or other mammal pests. Includes return visits within 2 months for re-baiting and removal of carcases. | Item | 194.96
TPC130 | ANT ERADICATION | Eradicate house of ants. Includes return visits within 6 months for retreatment if requested. | Item | 246.26
TPC140 | BORER ERADICATION | Treat house to eradicate borer. (Quotation required for each Job). | $ | 1
TPC150 | BIRD NESTS, REM | Remove birds' nests at house and outbuildings, including spray of area for ticks and mites. | No. | 112.87
TRB100 | FULL STRIP OUT | Remove and safely dispose of all wall, celing and floor linings, including all interior trim. | $ | 1
TRB110 | PARTIAL STRIPOUT | Remove and safely dispose of all wall and floor linings, including all interior trim. Excludes ceiling linings. | $ | 1
TRB120 | INSULATION, REM | Remove and safely dispose of all wall and ceiling insulation as required. | $ | 1
TRB130 | FIXTURES & FITTINGS, REM | Remove and safely dispose of fixtures and fittings where required. | $ | 1
TRB140 | DOORS & WINDOWS, REM | Remove and safely dispose of windows and doors where required, including frame. | $ | 1
TRB200 | PAINT, ADDITIONAL PREP | Additional preparation to remove lead paint. (Quotation required for each job) | $ | 1
TRC100 | RUBBISH, REM | Remove and dispose of rubbish from house and/or garage/shed/sub-floor etc. | $ | 1
TRC110 | CONTENTS, REM | Remove and safely dispose of tenant contents where required. | $ | 1
TRC120 | FIRE PIT, REM | Remove fire pit and soil within 200 dia, including excavation and safe disposal. | $ | 1
TRC130 | LAWN MOWING | Cut grass and safetly dispose of clippings. | $ | 1
TRR100 | SAND AND SEAL FLOORS | Sand and 3 coats polyurethane to particleboard, plywood or timber floor, or stair tread and riser. | $ | 1
TRR110 | PLASTERBOARD SEALER | Sealer coat to plasterboard. | $ | 1
TRR120 | ASBESTOS SEALER | Approved sealing method to encapsulate asbestos containing materials. | $ | 1
TRS100 | ELECTRICAL WORKS | Costs associated with electrical services | $ | 1
TRS110 | PLUMBING WORKS | Costs associated with plumbing services | $ | 1
TRS120 | DRAINAGE WORKS | Costs associated with drainage services | $ | 1
TRS130 | GAS FITTING WORKS | Costs associated with gas services | $ | 1
YAA100 | CONCRETING DAYWORK, LABOUR | Concrete daywork hourly rate, (worked hour). Rate to include allowances for: travel and establishment time, down time, overtime, holiday pay, insurances, levies, handtools, small plant items, minor consumables, overheads and profit. | Hr | 60.19
YAA200 | CONCRETING DAYWORK, MATERIAL | Cost of materials purchased and plant hired by Contractor for concrete daywork items. Cost to be recorded inclusive of GST and contractor margin. | $ | 1
YAA300 | GARDENING DAYWORK, LABOUR | Gardening daywork hourly rate, (worked hour). Rate to include allowances for: travel and establishment time, down time, overtime, holiday pay, insurances, levies, handtools, small plant items, minor consumables, overheads and profit. | Hr | 38.62
YAA400 | GARDENING DAYWORK, MATERIAL | Cost of materials purchased and plant hired by Contractor for gardening daywork items. Cost to be recorded inclusive of GST and contractor margin. | $ | 1
YAA500 | FENCING DAYWORK, LABOUR | Fencing daywork hourly rate, (worked hour). Rate to include allowances for: travel and establishment time, down time, overtime, holiday pay, insurances, levies, handtools, small plant items, minor consumables, overheads and profit. | Hr | 60.19
YAA600 | FENCING DAYWORK, MATERIAL | Cost of materials purchased and plant hired by Contractor for fencing daywork items. Cost to be recorded inclusive of GST and contractor margin. | $ | 1
YCL100 | CLOTHES LINE, REM | Remove clothesline, including poles and any concreted foundations. | No. | 92.36
YCL150 | CLOTHES LINE POLE, PLUMB | Plumb clothesline pole and re-concrete as required. Concreting to be float finished at ground level. | No. | 99.87
YCL200 | CLOTHES LINE ROTARY, REWIRE | Rewire complete rotary clothesline. | No. | 144.84
YCL210 | CLOTHES LINE ROTARY ARM, REPL | Replace one arm to rotary clothesline, including re-threading wires as required. | No. | 96.32
YCL220 | CLOTHES LINE ROTARY HEAD, REPL | Replace rotary clothesline head complete, including wire, to fit existing pole. | No. | 503.84
YCL230 | CLOTHES LINE ROTARY POLE, REPL | Replace rotary clothesline pole, including the concreting of pole. Refit existing head. Concreting to be float finished at ground level. | No. | 262.22
YCL250 | CLOTHES LINE ROTARY, S&F | Supply and fit Tasman rotary clothesline complete, including concreting of pole. Concreting to be float finished at ground level. | No. | 552.2
YCL300 | CLOTHES LINE T BAR, REWIRE | Rewire complete T bar clothesline. | No. | 108.07
YCL310 | CLOTHES LINE T-BAR CROSSMEMBER | Replace cross member to t-bar clothesline, including re-threading wires. | No. | 68.21
YCL400 | CLOTHES LINE FOLDING, S&F | Supply and fit Austral Standard 28 fold-up clothesline complete fixed to wall or fence. | No. | 322.32
YCL405 | CLOTHESLINE FOLDING, REWIRE | Rewire complete folding clothesline. | No. | 82.98
YCL450 | CLOTHES LINE EXTENDING, S&F | Supply and fit Austral Retractaway 40 extending clothesline complete, reusing existing pole. | No. | 272.16
YCL455 | CLOTHESLINE EXTENDING, REWIRE | Rewire complete extending clothesline. | No. | 69.61
YCL500 | CLOTHESLINE T-BAR, S&F | Supply and fit Tasman T-Bar clothesline complete including poles, crossbars and concreting of poles. Concreting to be float finished at ground level. | No. | 546.88
YCX500 | RUBBISH EXT, REM | Clean up and remove rubbish from exterior of house, garage roof, shed roof, shed, compost heap etc, including tipping charges. | M3 | 131.22
YCX550 | CAR, REM | Remove standard car from site and dispose of. | No. | 85.59
YCX560 | CAR RUBBISH, REM | Clean up and remove rubbish from standard car and/or allow for additional costs associated with car removal in difficult locations. | $ | 1
YCX570 | TYRE, REM | Remove tyres (all sizes) from site and dispose of. | No. | 10.99
YCX700 | RUBBISH REMOVAL, COMMUNAL | Provide for rubbish removal solutions to complex/communal properties including recycling and green waste solutions. Note recyclables must be recycled. | $ | 1
YCX900 | RUBBISH REM, 3.0M3 SKIP HIRE | Clean up and remove rubbish from vacant house and dispose using 3.0m3 commercial skip hire including delivery, removal and tipping charges. | No. | 394.06
YCX910 | RUBBISH REM, 7.5M3 SKIP HIRE | Clean up and remove rubbish from vacant house and dispose using 7.5m3 commercial skip hire including delivery, removal and tipping charges. | No. | 749
YCX950 | SKIP HIRE FOR TENANT | Provide appropriately sized skip for tenant disposal of rubbish including delivery, removal and tipping charges. (Filling of skip by tenant) | $ | 1
YFE050 | FENCE, CLEAR FENCE LINE | Clear fence line of vegetation, including incomplete remains of fencing, fence posts and fence foundations. | M | 24.43
YFE055 | FENCE, CLEAR HEDGE < 1.5M HIGH | Clear fence line of heavy vegetation and hedges not exceeding 1500 high, including roots to 200 deep below ground, sundry debris, incomplete remains of fencing, fence posts and fence foundations. | M | 40.7
YFE060 | FENCE, CLEAR HEDGE 1.5 - 2.5M HIGH | Clear fence line of heavy vegetation and hedges in excess of 1500 high but not exceeding 2500 high, including roots to 200 deep below ground, sundry debris, incomplete remains of fencing, fence posts and fence foundations. | M | 55.19
YFE070 | FENCE, CLEAR HEDGE > 2.5M HIGH | Clear fence line of heavy vegetation and hedges in excess of 2500 high, including roots to 200 deep below ground, sundry debris, incomplete remains of fencing, fence posts and fence foundations. | $ | 1
YFE100 | FENCE 1000, DEMOLISH | Demolish and remove 1000 high fence, including backfilling post holes. | M | 35.16
YFE110 | FENCE 1800, DEMOLISH | Demolish and remove 1800 high fence, including backfilling post holes. | M | 45.82
YFE200 | FENCE TIM PALING, RENAIL | Renail loose fence paling or similar. Rate per paling or similar. | No. | 9.14
YFE210 | FENCE TIM RAIL, REPL | Replace timber fence rail. Include for removing and refixing palings. | M | 40.32
YFE220 | FENCE POST, STRAIGHTEN | Plumb fence post and re-concrete as required. Concreting of posts to be smoothed at ground level. | No. | 89.92
YFE230 | FENCE MESH, REFIX | Refix and tension loose chain link mesh infill to fence. | M | 7.39
YFE240 | FENCE STRAINER WIRE, REPL | Replace strainer wire to chain link mesh fence. | M | 2.99
YFE250 | FENCE MESH ONLY 1000, REPL | Replace chain link mesh to 1000 high wire, timber framed or pipe fence or gate, including replacement of strainer wires if required. | M | 23.02
YFE260 | FENCE MESH ONLY 1200, REPL | Replace chain link mesh to 1200 high wire, timber framed or pipe fence or gate, including replacement of strainer wires if required. | M | 36.29
YFE300 | FENCE TIM 1000 PALING, REPL | Replace singular or isolated palings to 1000 high timber fence. | No. | 11.55
YFE310 | FENCE TIM 1000 PALINGS, REPL | Replace run of palings to 1000 high timber fence. | M | 45.71
YFE320 | FENCE TIM 1000 POST, REPL | Replace timber post to 1000 high fence, including concreting of post. Concreting of posts to be smoothed at ground level. | No. | 150.26
YFE355 | FENCE TIM 1200 PALING, REPL | Replace singular or isolated palings to 1200 high timber fence | No. | 12.82
YFE365 | FENCE TIM 1200 PALINGS, REPL | Replace run of palings to 1200 high timber fence | M | 59.13
YFE370 | FENCE TIM 1200 POST, REPL | Replace timber post to 1200 high fence, including concreting of post. Concreting of posts to be smoothed at ground level. | No. | 153.59
YFE380 | FENCE TIM 1200 HIGH, S&F | Supply and fit timber paling fence 1200 high, including palings, timber posts, timber rails and concreting of posts at nominal 2.4m centres. Concreting of posts to be smoothed at ground level. | M | 128.55
YFE400 | FENCE TIM 1800 PALING, REPL | Replace singular or isolated palings to 1800 high timber fence. | No. | 17.91
YFE410 | FENCE TIM 1800 PALINGS, REPL | Replace run of palings to 1800 high timber fence. | M | 70.14
YFE420 | FENCE TIM 1800, POST REPL | Replace timber post to 1800 high fence, including concreting of posts. Concreting of posts to be smoothed at ground level. | No. | 175.05
YFE460 | FENCE TIM 1800 HIGH, S&F | Supply and fit timber paling fence 1800 high, including palings, timber posts, timber rails and concreting of posts. Concreting of posts to be smoothed at ground level. | M | 162.16
YFE480 | FENCE TIM CAPPING, S&F | Supply and fit timber capping to timber fence. | M | 19.44
YFE500 | FENCE PIPE & MESH, PIPE REPR | Repair section of pipe rail to fence by straightening and refixing as required, including refixing chain link mesh. | M | 41.71
YFE510 | FENCE PIPE & MESH, PIPE REPL | Replace section of pipe rail for pipe framed fence, including refixing chain link mesh. | M | 52.93
YFE520 | FENCE PIPE POST 1000, REPL | Replace pipe post to 1000 high fence, including concreting of post. Concreting of posts to be smoothed at ground level. | No. | 157.75
YFE580 | FENCE MESH 1200 HIGH, S&F | Supply and fit chain link mesh fence 1200 high, including timber posts at max 2400 crs, concreting of posts, timber top rail, 2 strainer wires and chain link mesh. Concreting of posts to be smoothed at ground level. | M | 101.18
YFE610 | FENCE SHORT LENGTH PREM | Premium addition for construction of new fences <=2.4m total length to include establishment and disestablishment above and beyond actual works. | No. | 167.3
YFE630 | FENCE LAP TIM 1200 HIGH, S&F | Supply and fit timber lapped paling fence 1200 high, including palings, timber posts, timber rails and concreting of posts. Concreting of posts to be smoothed at ground level. | M | 126.3
YFE650 | FENCE LAP TIM 1800 HIGH, S&F | Supply and fit timber lapped paling fence 1800 high, including palings, timber posts, timber rails and concreting of posts. Concreting of posts to be smoothed at ground level. | M | 166.67
YFE800 | FENCE POOL 1250 HIGH, S&F | Supply and fit procurement pool type fence 1250 high, including hot dip galvanised fence welded panels, steel posts, and concreting of posts and 300 x 75 mowing strip. Concreting of posts to be smoothed at ground level. | M | 236.75
YFE830 | FENCE PIPE/MESH 1200MM HIGH, S&F | Supply and fit pipe and mesh fence 1200mm high, including pipe rail and posts, concreting of posts proprietary connectors, 2 strainer wires and chain link mesh. Concreting of posts to be smoothed at ground level. | M | 170.84
YFE850 | FENCE PIPE/MESH 1800MM HIGH, S&F | Supply and fit pipe and mesh fence 1800mm high, including pipe rail and posts, concreting of posts proprietary connectors, 3 strainer wires and chain link mesh. Concreting of posts to be smoothed at ground level. | M | 199.63
YGT050 | GATE, ADJUST | Adjust latch, striker plates and hinges to all types of gate. | No. | 10.71
YGT100 | GATE, REHANG | Rehang one leaf of gate on existing hinges. | No. | 30.46
YGT110 | GATE HINGE, REPL | Replace single gate hinge or pin, including rehanging. | No. | 33.66
YGT120 | GATE LATCH, REPL | Replace gate latch. | No. | 29.89
YGT130 | GATE STRIKER PLATE, REPL | Replace striker plate to all types of latches on all types of gates, excluding striker plates for pool gates. | No. | 20.25
YGT150 | GATE DROP BOLT & SOCKET, REPL | Replace gate drop bolt, including forming socket if required. | No. | 35.62
YGT180 | GATE, REM | Remove gate and hardware and dispose. | No. | 43.03
YGT200 | GATE TIM 1000X1000 HIGH, S&F | Supply and fit timber paling gate not exceeding 1000 wide x 1000 high, including heavy duty galvanised hinges and latch. | No. | 261.86
YGT210 | GATE TIM 1500X1000 HIGH, S&F | Supply and fit timber paling gate exceeding 1000 wide but not exceeding 1500 wide x 1000 high, including heavy duty galvanised hinges and latch or drop bolt. | No. | 315.11
YGT220 | GATE TIM 2000X1000 HIGH, S&F | Supply and fit timber paling gate exceeding 1500 wide but not exceeding 2000 wide x 1000 high, including heavy duty galvanised hinges and latch or drop bolt. | No. | 351.41
YGT300 | GATE TIM 1000X1800 HIGH, S&F | Supply and fit timber paling gate not exceeding 1000 wide x 1800 high, including heavy duty galvanised hinges and latch. | No. | 345.58
YGT310 | GATE TIM 1500X1800 HIGH, S&F | Supply and fit timber paling gate exceeding 1000 wide but not exceeding 1500 wide x 1800 high, including heavy duty galvanised hinges and latch or drop bolt. | No. | 409.72
YGT320 | GATE TIM 2000X1800 HIGH, S&F | Supply and fit timber paling gate exceeding 1500 wide but not exceeding 2000 wide x 1800 high, including heavy duty galvanised hinges and latch or drop bolt. | No. | 469.37
YGT400 | GATE METAL 1000X1000 HIGH, S&F | Supply and fit galvanised pipe framed gate not exceeding 1000 wide x 1000 high, including chain link mesh infill, heavy duty galvanised hinges and latch. | No. | 226.27
YGT410 | GATE METAL 1500X1000 HIGH, S&F | Supply and fit galvanised pipe framed gate exceeding 1000 wide but not exceeding 1500 wide x 1000 high, including chain link mesh infill, heavy duty galvanised hinges and banana latch or drop bolt. | No. | 247.38
YGT420 | GATE METAL 2000X1000 HIGH, S&F | Supply and fit galvanised pipe framed gate exceeding 1500 wide but not exceeding 2000 wide x 1000 high, including chain link mesh infill, heavy duty galvanised hinges and banana latch or drop bolt. | No. | 268.17
YGT430 | GATE METAL 3050X1000 HIGH, S&F | Supply and fit galvanised pipe framed gate exceeding 2000 wide but not exceeding 3050 wide x 1000 high, including chain link mesh infill, heavy duty galvanised hinges and banana latch or drop bolt. | No. | 292.01
YGT800 | GATE METAL POOL 1250 HIGH, S&F | Supply and fit procurement galvanised gate 1250 high, including two posts, self closing hinges, lockable latch, anti-theft fixings, and concreting of posts. Concreting to be smoothed at ground level. | No. | 738.63
YGT810 | POOL GATE HINGE, REPL | Replace self closing gate hinge. | No. | 55.04
YGT820 | POOL GATE LATCH, REPL | Replace magnetic top pull pool gate latch. | No. | 116.21
YLB100 | LETTERBOX, REPLUMB | Plumb letterbox pole and re-concrete as required. Concreting of posts to be float finished at ground level. | No. | 55.64
YLB110 | LETTERBOX, REFIT TO POLE | Refix letterbox to existing pole. | No. | 22.92
YLB130 | LETTERBOX FLAP, REPL/REHANG | Replace or rehang letterbox mail flap. | No. | 44.93
YLB150 | LETTERBOX POST, REPL | Replace post with steel procurement letterbox post, including concreting and refixing letterbox, and disposal of existing. Concreting of posts to be float finished at ground level. | No. | 176.05
YLB230 | LETTERBOX PLASTIC, S&F/REPL | Supply and fit or replace procurement plastic padlockable NZ Post approved to post. Colour: _____________ | No. | 103.34
YLB240 | LETTERBOX MULTI, PLASTIC, S&F | Supply and install procurement plastic letterbox to mounting bracket, post or rail. Bracket, post and rail measured separately. | No. | 88.35
YLB245 | LETTERBOX MULTI, METAL, S&F | Supply and install procurement metal letterbox to mounting bracket, post or rail. Bracket, post and rail measured separately. | No. | 142.78
YLB250 | LETTERBOX MULTI, BRACKET, S&F | Supply and install procurement letterbox mounting bracket to fence. | No. | 97.22
YLB251 | LETTERBOX MULTI, RAIL, S&F | Supply and install timber rail to procurement letterbox mounting bracket. Bracket measured separately. | M | 28.41
YLB310 | LETTERBOX STREET NUMBER, S&F/REPL | Supply and fit street number sticker/label to front of letterbox, rivet fixed. | No. | 9.61
YLB320 | NO JUNK MAIL LABEL, S&F | Supply and fit procurement 'No Junk Mail' sticker/label to front of letterbox | No. | 13.02
YLB330 | NO JUNK MAIL LABEL, REM | Remove 'No Junk Mail' sticker/label from letterbox | No. | 6.69
YLB400 | LETTERBOX LOCK, REPL | Replace built in lock to letterbox flap, including adjustments to ensure proper functionality. | No. | 20.16
YMG205 | GRASS CUT SMALL AREA | Cut grass and trim around edges, including disposal of clippings, for area not exceeding 100m². | No. | 39.57
YMG230 | GRASS CUT SECTION <=500M2 | Cut grass to property and trim around fence line, including all yards and leave clippings on the ground, for area not exceeding 500m². Visual inspection for defects and hazards on site including security, fencing, drainage, and empty letterbox. Report all defects to Kainga Ora including photographs if available. | No. | 96.72
YMG235 | DISPOSE CLIPPINGS SECTION, <=500M2 | Disposal of lawn clippings off site, for area not exceeding 500m². On written instruction from Kainga Ora. | No. | 23.55
YMG240 | GRASS CUT SECTION, >500M2 | Cut grass to property and trim around fence line, including all yards and leave clippings on the ground, for area exceeding 500m². Visual inspection for defects and hazards on site including security, fencing, drainage, and empty letterbox. Report all defects to Kainga Ora including photographs if available | No. | 110.01
YMG245 | DISPOSE CLIPPINGS SECTION, >500M2 | Disposal of lawn clippings off site, for area exceeding 500m². On written instruction from Kainga Ora. | No. | 65.81
YMG250 | COMMUNAL AREA MAINTENANCE | Communal ground maintenance as per scope of works defined in individual site agreements. | $ | 1
YMG260 | GRASS CUT VACANT LAND <=1000M2 | Cut grass to vacant land and trim around fence line, weed spray as required, remove rubbish. Visual inspection for defects and hazards on site including fencing and drains, for area not exceeding 1,000m2. Report all defects to Kainga Ora including photographs, if available | No. | 88.44
YMG270 | GRASS CUT VACANT LAND >1000M2 | Cut grass to vacant land and trim around fence line, weed spray as required, remove rubbish. Visual inspection for defects and hazards on site including fencing and drains, for area exceeding 1,000m2. Report all defects to Kainga Ora including photographs if available | No. | 124.74
YMG280 | GRASS SLASH SECTION, <=500M2 | Slash and dispose of grass clippings to section not exceeding 500m2, where average grass height is above 150mm and deemed unmowable. Not to be charged within 6 months of previous grass slash to same property. | $ | 1
YMG285 | GRASS SLASH SECTION, >500M2 | Slash and dispose of grass clippings to section exceeding 500m2, where average grass height is above 150mm and deemed unmowable. Not to be charged within 6 months of previous grass slash to same property. | $ | 1
YMG300 | WEEDKILLER SPRAY DRIVE/PATHS | Spray strip of weeds not exceeding 300 wide, with long term weedkiller at specified rates of application. . | M | 0.45
YMG400 | HEDGE PRUNE | Prune hedge including top and sides as applicable, remove waste from site. Measure prior to pruning and finished cut surfaces. Average area to be charged. | M2 | 6.27
YMG540 | BUSH/TREE CUT DOWN <=2M2 HIGH | Cut down to within 50mm of ground, treat stump with herbicide and remove bush/tree not exceeding 2.0m high and remove waste from site. | No. | 39.31
YMG550 | TREE CUT DOWN 2.0M-5.0M HIGH | Cut down to withing 50mm of ground and remove tree exceeding 2.0m but not exceeding 5m high, and remove waste from site. | No. | 148.27
YMG555 | TREE CUT DOWN >5.0M HIGH | Cut down to within 50mm of ground and remove tree exceeding 5m high and remove waste from site. (Quotation required for each Job). | $ | 1
YMG560 | TREE STUMP, REM | Cut back tree stump 200 to 400 dia to below ground level, make good hole and remove waste from site. | No. | 284.73
YMG565 | TREE STUMP SML, REM | Cut back tree stump up to 200 dia to below ground level, make good hole and remove waste from site. | No. | 108.72
YMG570 | TREE PRUNE | Prune tree/s, by qualified arborist to property including removing all waste from site. | $ | 1
YMG580 | POISON/DIG OUT STUMP | Additional cost for poisoning/digging out banana or bamboo stump. | $ | 1
YMS100 | PLASTER FOUND/STEPS PATCH REPL | Replace solid plaster to concrete foundation walls and steps, including breaking back existing as required, forming key and arrises etc. | M2 | 131.62
YMS200 | LANDSCAPING & PLANTING, S&F | Supply and fit landscaping and planting as instructed. (Quotation required for each job) | $ | 1
YMS210 | SOW SEED, S&F | Loosen topsoil by raking, sow grass seed at manufacturers recommended rate and water. | M2 | 14.1
YMS220 | TOPSOIL, S&F | Supply and spread topsoil. | M2 | 24.4
YMS300 | SYNTHETIC TURF, S&F | Supply and fit procured synthetic turf as instructed, including excavation, drainage, base course and backfill as required. | $ | 1
YPV050 | CONC PATH, REM | Remove concrete path and make good to surrounding ground. | M2 | 60.23
YPV060 | PAVE CONC DRIVE, REM | Remove reinforced concrete drive or drive strip and make good to surrounding ground. | M2 | 80.29
YPV080 | PAVE CONC CUT | Sawcut concrete path or driveway average 100 thick. | M | 48.12
YPV091 | CONC TRIP HAZARD, REM | Coarse grind joint in concrete path flush where variance is above 15mm, including washing away slurry and the like. | M | 95.57
YPV100 | PAVE 75 CONC PATH <=2M2, REPL | Replace 75 thick concrete path, including breaking up and removing existing, excavation, formwork, construction joints and making good as necessary (not exceeding 2m² per property). | M2 | 163.5
YPV110 | PAVE 75 CONC PATH >2M2, REPL | Replace 75 thick concrete path, including breaking up and removing existing, excavation, formwork, construction joints and making good as necessary (exceeding 2m² per property). | M2 | 127.49
YPV150 | PAVE 75 CONC PATH <=2M2, LAY | Supply and lay 75 thick concrete path, including excavation, formwork, construction joints and making good as necessary (not exceeding 2m² per property). | M2 | 156.39
YPV160 | PAVE 75 CONC PATH >2M2, LAY | Supply and lay 75 thick concrete path, including excavation, formwork, construction joints and making good as necessary (exceeding 2m² per property). | M2 | 120.61
YPV200 | PAVE 100 CONC DRIVE <=4M2, REPL | Replace 100 thick concrete drive, including breaking up and removing existing, excavation, formwork, reinforcing mesh, construction joints and making good as necessary (not exceeding 4m² per property). | M2 | 217.05
YPV210 | PAVE 100 CONC DRIVE >4M2, REPL | Replace 100 thick concrete drive, including breaking up and removing existing, excavation, formwork, reinforcing mesh, construction joints and making good as necessary (exceeding 4m² per property). | M2 | 189.24
YPV250 | PAVE 100 CONC DRIVE <=4M2, LAY | Supply and lay 100 thick concrete drive, including excavation, formwork, reinforcing mesh, construction joints and making good as necessary (not exceeding 4m² per property). | M2 | 200.91
YPV260 | PAVE 100 CONC DRIVE >4M2, LAY | Supply and lay 100 thick concrete drive, including excavation, formwork, reinforcing mesh, construction joints and making good as necessary (exceeding 4m² per property). | M2 | 169.28
YPV300 | PAVE CONC DRIVE STRIP, REPL | Replace 100 thick concrete driveway strip, including breaking up and removing existing, excavation, formwork, reinforcing mesh, construction joints and making good as necessary. | M2 | 249.62
YPV380 | PAVE MOWING STRIP, REPL | Replace 300 x 75 concrete mowing strip, including breaking up and removing existing, excavation, formwork, construction joints and making good as necessary. | M | 69.46
YPV390 | PAVE MOWING STRIP, LAY | Supply and lay 300 x 75 concrete mowing strip, including excavation, formwork, construction joints and making good as necessary. | M | 54
YPV400 | PAVE ASPHALT<=4M2, REPR | Patch repair asphalt paving to match existing, including cutting back existing edges (not exceeding 4m2 per property). | M2 | 186.27
YPV410 | PAVE ASPHALT>4M2, REPL | Replace asphalt paving, including breaking up and removing existing, excavation and making good as necessary (exceeding 4m2 per property). | M2 | 135.71
YPV420 | PAVE ASPHALT>4M2, LAY | Supply and lay asphalt paving, including excavation and making good as necessary (exceeding 4m2 per property). | M2 | 118.99
YPV500 | PAVE CONC INTERLOCK BLK, RELAY | Lift and relay interlocking concrete block paving, including replacing sand bedding and re-levelling to suit. | M2 | 115.05
YPV600 | PAVE 100 FTPATH CROSSING, LAY | Supply and lay 100 thick driveway footpath crossing to local Territorial Authority requirements. | M2 | 186
YPV610 | PAVE 150 FTPATH CROSSING, LAY | Supply and lay 150 thick driveway footpath crossing to local Territorial Authority requirements. | M2 | 227.1

## LocationList (hidden)
Short Code | Description | Replaces | IdentifyType
AN | Ancillary Building |  | D
B1 | Bedroom 1 |  | M
B10 | Bedroom 10
B11 | Bedroom 11
B12 | Bedroom 12
B13 | Bedroom 13
B14 | Bedroom 14
B15 | Bedroom 15
B16 | Bedroom 16
B17 | Bedroom 17
B18 | Bedroom 18
B19 | Bedroom 19
B2 | Bedroom 2
B20 | Bedroom 20
B21 | Bedroom 21
B3 | Bedroom 3
B4 | Bedroom 4
B5 | Bedroom 5
B6 | Bedroom 6
B7 | Bedroom 7
B8 | Bedroom 8
B9 | Bedroom 9
BA1 | Bathroom 1
BA2 | Bathroom 2
BA3 | Bathroom 3
BA4 | Bathroom 4
BA5 | Bathroom 5
BA6 | Bathroom 6
BE1 | Building Envelope 1 | Current locations of EX, EX1, EX2, EX3 and EX4
CA1 | Common Areas | Current locations of MR, OF, SH, SR, TOR and CO
DR1 | Dining 1
DR2 | Dining 2
DR3 | Dining 3
DR4 | Dining 4
DR5 | Dining 5
EH1 | Entry Hallway 1 | Current locations of HAE, HA, HA1 and HA2
EH2 | Entry Hallway 2 | Current locations of HAE, HA, HA1 and HA2
EH3 | Entry Hallway 3 | Current locations of HAE, HA, HA1 and HA2
EH4 | Entry Hallway 4 | Current locations of HAE, HA, HA1 and HA2
EH5 | Entry Hallway 5 | Current locations of HAE, HA, HA1 and HA2
EH6 | Entry Hallway 6 | Current locations of HAE, HA, HA1 and HA2
KI1 | Kitchen 1
KI2 | Kitchen 2
KI3 | Kitchen 3
KI4 | Kitchen 4
KI5 | Kitchen 5
LA1 | Laundry 1
LA2 | Laundry 2
LA3 | Laundry 3
LA4 | Laundry 4
LA5 | Laundry 5
LA6 | Laundry 6
LI1 | Living 1
LI2 | Living 2
LI3 | Living 3
LI4 | Living 4
LI5 | Living 5
LI6 | Living 6
PE1 | Property Exterior 1 | Current locations of YA, YA1, YA2, YA3 and YA4
ST1 | Staircase 1 | Current locations SC and SO
ST2 | Staircase 2
ST3 | Staircase 3
UN | Unit
VL1 | Variable Location 1 | Current locations of HW
W1 | Toilet 1
W2 | Toilet 2
W3 | Toilet 3
W4 | Toilet 4
W5 | Toilet 5